## Sheet1
CATID | QTY_TYPE | LOCATION | QTY_IN_BIN | NAME | CAT_DESC | QA | STG_LEVEL | COM CODE
BWW867W | AL | D-B-07-202-001 | 1 | GAG | GAG, VALVE, QA 0, GAG, VALVE; MAIN STEAM SAFETY VALVE, MODEL 3787 *** | 0 | B | 48200 SE
BWW867W | AL | D-B-16-000-001 | 1 | GAG | GAG, VALVE, QA 0, GAG, VALVE; MAIN STEAM SAFETY VALVE, MODEL 3787 *** | 0 | B | 48200 SE
AAW928R | AL | A-A-01-000-001 | 1 | GASKET | GASKET, TYPICAL, QA 0, 1/8 IN, RUBBER, *** FOR MODEL 296 | 0 | P | 6695D SE
AAY754N | AL | A-A-01-000-001 | 1 | GASKET | GASKET, TYPICAL, QA 0, GASKET, SINGLE; DISCHARGE, FOR SUBMERSIBLE PUMP, 2125.010-02059 | 0 | P | 4320U SE
ABJ474L | AL | A-A-01-000-001 | 10 | GASKET | GASKET, TYPICAL, QA 0, GASKET, COVER; COVER, IT 11, FOR WALWORTH, BYPASS CHECK VALVE, SIZE 18 | 0 | P | 48200 SE
ACY992R | AL | A-A-01-000-001 | 3 | GASKET | GASKET, TYPICAL, QA 3, GASKET,TRANSMITTER,P, ; RUBBER, 22 IN, FOR TRANSMITTER, PRESSURE | 3 | P | 6695D SE
ADJ877H | AL | D-A-32-104-001 | 1 | GASKET | GASKET, TYPICAL, QA 3, GASKET, SINGLE; STEEL, TEST ROD PLUG, FOR CROSBY 3/4-RV54SWB RELIEF | 3 | P | 48200 SE
AED540L | AC | - - - - | 24 | GASKET | GASKET, TYPICAL, QA 0, FILTER, RUBBER, *** FOR AIR-LINE FILTER P/N 81857, ON PRESSURE REGULATOR | 0 | P | 4240P SE
AED540L | AL | A-A-01-000-001 | 29 | GASKET | GASKET, TYPICAL, QA 0, FILTER, RUBBER, *** FOR AIR-LINE FILTER P/N 81857, ON PRESSURE REGULATOR | 0 | P | 4240P SE
AEJ010F | AL | A-A-01-000-001 | 2 | GASKET | GASKET, TYPICAL, QA 3, VELAN 3 IN - 300 LB GATE VLV, M/N B10-164B-2TS, 4-3/4 IN, 5-3/4 IN, 1/16 IN, SINGLE, MTL: SOFT IRON, SERRATED, IT# 18 | 3 | P | 48200 SE
AET908J | AL | A-A-01-000-001 | 3 | GASKET | GASKET, TYPICAL, QA 3, GASKET, SINGLE; SYNTHETIC NEOPRENE, 0.031 THK X 5.68 ID X 9 IN OD, FOR | 3 | P | 6105D SE
AFT705T | AL | A-A-01-000-001 | 1 | GASKET | GASKET, TYPICAL, QA 3, GASKET, SINGLE; ASBESTOS, FOR REACTOR COOLANT PUMP MOTOR, 6000 HP | 3 | P | 6105D SE
AFV278D | AL | A-A-01-000-001 | 7 | GASKET | GASKET, TYPICAL, QA 0, GASKET, SINGLE; AIR CONNECTION, FOR FISCHER & PORTER CO STATOR COOLING | 0 | P | 6695D SE
AFV279B | AL | A-A-01-000-001 | 4 | GASKET | GASKET, TYPICAL, QA 0, GASKET, SINGLE; WINDOW, FOR FISCHER & PORTER CO STATOR COOLING WATER | 0 | P | 6695D SE
AFV878L | AL | A-A-01-000-001 | 7 | GASKET | GASKET, TYPICAL, QA 0, *** FOR FISCHER & PORTER CO STATOR COOLING WATER TEMPERATURE | 0 | P | 6695D SE
AFV888H | AL | A-A-01-000-001 | 7 | GASKET | GASKET, TYPICAL, QA 0, GASKET, SINGLE; DOSING TANK, FOR HAYS DISSOLVED OXYGEN ANALYZER, MODEL | 0 | P | 6630D SE
AGD451V | AL | A-A-01-000-001 | 4 | GASKET | GASKET, TYPICAL, QA 0, , SINGLE; AIR HEAD, LOW PRESSURE, FOR INGERSOLL-RAND AIR COMPRESSOR | 0 | P | 4310I SE
AGE196C | AL | A-A-01-000-001 | 9 | GASKET | GASKET, TYPICAL, QA 3, GASKET, SINGLE; VELMOID, BOWL ASSY TO COLUMN, FOR VERTICAL PUMP, MODEL | 3 | P | 4320U SE
AGK429M | AL | D-A-06-302-000 | 2 | GASKET | GASKET, BULK, QA 0, 3 FT (36 IN), 3 FT (36 IN), 3/16 IN, CORK/RUBBER | 0 | P | 5730H SE
AGK529H | AL | D-A-16-402-000 | 4 | GASKET | GASKET, BULK, QA 0, 3 FT (36 IN), 3 FT (36 IN), 1/4 IN, CORK/RUBBER, MUST BE ABLE TO BEND 180 DEG WITHOUT BREAKING | 0 |  | 5730H SE
AGW219J | AL | A-A-01-000-001 | 4 | GASKET | GASKET, TYPICAL, QA 0, GASKET, SINGLE; WINDOW, FOR SCHUTTE AND KOERTING ROTOMETER, TYPE | 0 | P | 6695D SE
AGX214P | AL | A-A-01-000-001 | 1 | GASKET | GASKET, TYPICAL, QA 0, *** FOR HERSEY GAGE 235A-13, SN 425807, ON TURBINE LUBE OIL TANKS 1-3 | 0 | P | 6695D SE
AHJ383J | AL | A-A-01-000-001 | 9 | GASKET | GASKET, TYPICAL, QA 3, COVER, NON-ASBESTOS, SINGLE, , CARTRIDGE CAP, PC 63,FOR VALVE OPERATOR, TYPE SMB-000 | 3 | B | 48200 SE
AJF804Y | AL | A-A-01-000-001 | 10 | GASKET | GASKET, BULK, QA 0, GASKET, SINGLE; CASING, PT 73, FOR AUXILIARY DEAERATION MAKEUP PUMP | 0 | P | 4320U SE
AKD045B | AL | A-A-01-000-001 | 7 | GASKET | GASKET, TYPICAL, QA 0, 5-1/4, FIBER, SEAT RING, UPPER, FOR AWWA DRY TOP TRAFFIC | 0 | P | 4210N SE
AKD145G | AL | A-A-01-000-001 | 14 | GASKET | GASKET, TYPICAL, QA 0, 5-1/4 IN, LEATHER, *** SEAT RING, LOWER, FOR AWWA DRY TOP TRAFFIC MODEL COMPRESSION FIRE | 0 | P | 4210N SE
AKE411G | AL | A-A-01-000-001 | 2 | GASKET | GASKET, TYPICAL, QA 0, GASKET, SINGLE; COVER PLATE TO STUFFING BOX, HYDROIL, FIND NO. 262B | 0 | C | 4320U SE
AKH953V | AL | A-A-01-000-001 | 42 | GASKET | GASKET, TYPICAL, QA 0, 1/4 IN, 1/2 IN, 1/64 IN, PAPER, *** CAPSULE PLATE, FOR REVERSAL VALVE POSITIONER, MODEL J-21-03A | 0 | P | 48200 SE
AKT716V | AL | D-A-30-101-004 | 5 | GASKET | GASKET, TYPICAL, QA 0, GASKET, SINGLE; TOP HEAD, TYPE SF-3420-2,146 FORM N, 1161-3749-T190P | 0 | P | 6115F SE
ALD234B | AL | A-A-01-000-001 | 9 | GASKET | GASKET, TYPICAL, QA 3, GASKET, SINGLE; DISCHARGE FLANGE, NON-ASBESTOS, FOR 1610DHROC, ON | 3 | P | 4520N SE
ALJ263A | AL | A-A-01-000-001 | 11 | GASKET | GASKET, SPIRAL WOUND, QA 3, GASKET, SPIRAL WOUND; 316 SS W/GRAPHITE FILLER 0.125" THK X 14.75" ID | 3 | B | 48200 SE
ALK450H | AL | A-A-01-000-001 | 140 | GASKET | GASKET, BULK, QA 3, 56 IN, 1/8 IN, NEOPRENE/NYLON, ROLL, 1001, BLACK, NYLON CLOTH, ASTM D2000, 60 DUROMETER | 3 | P | 5680B SE
ALT724N | AL | A-A-01-000-001 | 30 | GASKET | GASKET, TYPICAL, QA 0, GASKET, DIESEL ENGINE; FIBER PAPER, FLANGE MOUNTING, FOR STANDARD | 0 | P | 2910O SE
ALT821Q | AL | A-A-01-000-001 | 2 | GASKET | GASKET, TYPICAL, QA 2, GASKET, SINGLE; ADAPTER, FOR ELECTRO-MOTIVE DIV, GENERAL MOTORS | 2 | P | 2910O SE
AMD067L | AL | D-A-30-101-003 | 4 | GASKET | GASKET, TYPICAL, QA 0, *** FOR 13-120 AFTER COOLER ON WORTHINGTON CORP SOOT BLOWING AIR | 0 | P | 4310I SE
AME254R | AL | A-A-01-000-001 | 4 | GASKET | GASKET, TYPICAL, QA 0, FLANGE, 12-1/8 IN, 13-1/8 IN, 1/32 IN, *** PIPE FLANGE, TOP COLUMN, FOR POWERHOUSE UNWATERING VERTICAL | 0 | P | 4320U SE
AMJ467K | AL | 1-B-14-000-001 | 12 | GASKET | GASKET, TYPICAL, QA 0, GASKET, SINGLE; VALVE, ITEM 18, FOR WALWORTH GATE VALVE, SIZE 20 IN | 0 | P | 48200 SE
AMT523T | AL | A-A-01-000-001 | 3 | GASKET | GASKET, TYPICAL, QA 3, GASKET, KIT; TURBOCHARGER, FOR ELECTRO-MOTIVE DIV, GENERAL MOTORS | 3 | P | 2910O SE
AMV062N | AL | A-A-01-000-001 | 4 | GASKET | GASKET, TYPICAL, QA 0, *** FOR FOXBORO 5412TS-58P4F-B RECORDER-CONTROLLER | 0 | P | 6695D SE
AMV162V | AL | A-A-01-000-001 | 3 | GASKET | GASKET, TYPICAL, QA 0, *** FOR FOXBORO 5412TS-58P4F-B RECORDER-CONTROLLER | 0 | P | 6695D SE
AMV963Q | AL | A-A-01-000-001 | 22 | GASKET | GASKET, TYPICAL, QA 3, GASKET, SINGLE; FOR FOXBORO 14A INTEGRATOR *** | 3 | P | 6695D SE
ANF000H | AL | A-A-01-000-001 | 3 | GASKET | GASKET, TYPICAL, QA 0, GASKET, SINGLE; NON-ASBESTOS, STUFFING BOX, REF 73A, FOR DISTILLATE | 0 | P | 4320U SE
ANH661N | AL | A-A-01-000-001 | 1 | GASKET | GASKET, TYPICAL, QA 0, VALVE, 2-1/2 IN, 3.530 IN, 5/16 IN, GASKET, SINGLE; NON-ASBESTOS, 0.031 THICK X 2.5 X 3.53 IN, REF 44, FOR | 0 | C | 48200 SE
APJ867N | AL | A-A-01-000-001 | 28 | GASKET | GASKET, TYPICAL, QA 3, GASKET,VALVE, ; YOKE, NON-ASBESTOS, FOR WH 1-WA52RD AIR OPP VALVE | 3 | P | 48200 SE
APT314P | AL | A-A-01-000-001 | 53 | GASKET | GASKET, TYPICAL, QA 2, GASKET, SINGLE; EXPANSION JOINT TO TURBO, (EXHAUST CHAMBER ASSY), FOR | 2 | P | 2910O SE
APT916T | AL | A-A-01-000-001 | 69 | GASKET | GASKET, TYPICAL, QA 0, GASKET, SINGLE; CHAMBER TO CRANKCASE, (EXHAUST CHAMBER ASSY), FOR | 0 | P | 2910O SE
AQQ356B | AL | A-A-01-000-001 | 1 | GASKET | GASKET, TYPICAL, QA 3, GASKET, KIT; FOR MAIN CONTROL ROOM OR ELECTRICAL BOARD ROOM CHILLER | 3 | P | 4520N SE
ARV384G | AL | A-A-01-000-001 | 12 | GASKET | GASKET, TYPICAL, QA 3, GASKET, SINGLE; CORK, FOR EMF TO PNEUMATIC CONVERTER AND/OR CONTROLLER | 3 | C | 6695D SE
ATL363N | AL | A-A-01-000-001 | 4 | GASKET | GASKET, TYPICAL, QA 3, GASKET, SINGLE; RUBBER, COVER, FOR MODEL PAR- 400, RECORDER *** | 3 | P | 6695D SE
ATP326D | AL | A-A-01-000-001 | 10 | GASKET | GASKET, TYPICAL, QA 0, GASKET, SINGLE; COMPRESSED ASBESTOS,GRS BINDER,ITEM 2,4.125 OD X 2 ID | 0 | P | 4320U SE
ATP914V | AL | A-A-01-000-001 | 6 | GASKET | GASKET, TYPICAL, QA 0, GASKET, SINGLE; CASE TO COVER, 0.175 THICK X 36.1875 ID X 37.5625 IN | 0 | P | 4320U SE
ATV996A | AL | A-A-01-000-001 | 1 | GASKET | GASKET, TYPICAL, QA 0, GASKET, SINGLE; ASBESTOS, INSPECTION HOLE, FOR 4 INCH, 150 LB, CHECK | 0 | P | 48200 SE
AVC933A | TR | - - - - | 4 | GASKET | GASKET, TYPICAL, QA 3, BODY PLUG, METAL, ITEM 14, FOR 4 INCH, 900 LB SWING CHECK VALVE,WALWOR | 3 | P | 48200 SE
AVD392D | AL | A-A-01-000-001 | 3 | GASKET | GASKET, TYPICAL, QA 2, GASKET, SINGLE; YOKE, FOR 4 INCH, 150 LB AIR OPERATED CONTROL VALVE | 2 | P | 48200 SE
AVF802B | AC | - - - - | 1 | GASKET | GASKET, TYPICAL, QA 0, GASKET, SINGLE; NON-ASBESTOS, 3.750 IN OD X 0.625 IN ID, FOR INSULATED | 0 | P | 2825G SE
AVT804E | AL | A-A-01-000-001 | 12 | GASKET | GASKET, TYPICAL, QA 3, GASKET, SINGLE; RUBBER, EPDM, 60 DUROMETER, FOR REACTOR BUILDING | 3 | P | 5730H SE
AWH706N | AL | D-A-30-101-002 | 5 | GASKET | GASKET, TYPICAL, QA 0, GASKET, SINGLE; CENTER HOUSING, TWO EACH PER SET, FOR TABOR MACHINE | 0 | P | 3910K SE
AWH707L | AL | D-A-30-101-002 | 5 | GASKET | GASKET, TYPICAL, QA 0, GASKET, SINGLE; VEGETABLE FIBER, SEAL PLATE, FOR VIBERATION SCREEN | 0 | P | 3910K SE
AWL830G | AL | A-A-01-000-001 | 27 | GASKET | GASKET, TYPICAL, QA 3, GASKET, SINGLE; RUBBER, EPDM-E603, TVA MARK 44N293-27, FOR REACTOR | 3 | B | 5670A SE
AWV096R | AL | A-A-01-000-001 | 22 | GASKET | GASKET, TYPICAL, QA 3, GASKET, SINGLE; FIBER PAPER, GOVERNOR TO GOVERNOR DRIVE, FOR | 3 | P | 2910O SE
AYC113Y | AL | A-A-01-000-001 | 4 | GASKET | GASKET, TYPICAL, QA 3, GASKET, SINGLE; RUBBER, DWG FB-14274, FOR DISCHARGE PRESSURE OPERATED | 3 | P | 4210N SE
AYJ476T | AL | A-A-01-000-001 | 5 | GASKET | GASKET, TYPICAL, QA 3, HOUSING COVER, 3 PER SET, SINGLE, , PC 90, PC107, FOR VALVE ACTUATOR MODEL SMB-00, SB-00 | 3 | P | 48200 SE
BAC371W | AL | A-A-01-000-001 | 2 | GASKET | GASKET, SPIRAL WOUND, QA 3, GASKET, SPIRAL WOUND; STAINLESS STEEL AISI 316 AND ASBESTOS, 3.25 ID X | 3 | P | 5730H SE
BAE953V | AL | A-A-01-000-001 | 4 | GASKET | GASKET, SPIRAL WOUND, QA 3, GASKET, SPIRAL WOUND; ID: 19-1/4 IN; OD: 20-1/8 IN; THICKNESS: 1/8 IN; | 3 | B | 48200 SE
BBT639X | AL | A-A-01-000-001 | 14 | GASKET | GASKET, TYPICAL, QA 0, RUBBER, ROUND, *** FOR CHARGING VALVE, DWG 311-4R016688, ON AIR BLAST CIRCUIT | 0 | P | 5925B SE
BBY335X | AL | A-A-01-000-001 | 58 | GASKET | GASKET, SPIRAL WOUND, QA 0, 2 IN, INCONEL/FLEXITE, 150 PSI, *** | 0 | B | 5730H SE
BCT963E | AL | A-A-01-000-001 | 4 | GASKET | GASKET, TYPICAL, QA 0, FIBER, *** VEGETABLE FIBER, GRAY, FOR OFFGAS CHILLER COMPRESSOR, MODEL | 0 | P | 4520N SE
BDE143D | TR | - - - - | 1 | GASKET | GASKET, TYPICAL, QA 0, VALVE, SET; NON-ASBESTOS, C/O BONNET GASKET, REF 10, CAGE GASKET, REF | 0 | P | 48200 SE
BEP701H | AL | D-A-30-101-002 | 2 | GASKET | GASKET, TYPICAL, QA 0, GASKET, SINGLE; ROUND, RUBBER, 0.125 IN THICK,CASING-STUDDING COVER | 0 | P | 4320U SE
BFF982G | AL | D-B-09-202-001 | 2 | GASKET | GASKET, TYPICAL, QA 0, COUPLING, 7 IN, SINGLE, FIBERGLASS, REINFOCED, DWG 1-19000, FOR COUPLING | 0 | P | 4450C SE
BFP035C | AL | A-A-01-000-001 | 1 | GASKET | GASKET, TYPICAL, QA 0, RUBBER, *** DOOR GLASS, FOR CISSELL CLOTHES DRYER, PRODUCT NO. ABF2304, MODEL | 0 | P | 3405L SE
BFW306P | AL | A-A-01-000-001 | 100 | GASKET | GASKET, TYPICAL, QA 3, GASKET, SINGLE; RUBBER, CORK, SUPPLY LINE TO MANIFOLD LINE, FOR | 3 | P | 2910O SE
BFX972B | AC | - - - - | 3 | GASKET | GASKET, TYPICAL, QA 3, GASKET, SINGLE; ROUND, ACRYLIC, WITH SBR BINDER, OFF WHITE, 0.03 THICK | 3 | P | 5730H SE
BGD332W | AL | A-A-01-000-001 | 36 | GASKET | GASKET, TYPICAL, QA 3, GASKET, SINGLE; FUEL PIPE TO MANIFOLD INORGANIC COMPOSITION WITH | 3 | P | 2910O SE
BGK787K | AL | A-A-01-000-001 | 147 | GASKET | GASKET, TYPICAL, QA 3, CONDUIT, 3/4 IN, NEOPRENE/NON-ASBESTOS, GASKET,CONDUIT, ; RUBBER, NEOPRENE, NON-ASBESTOS, OPEN, 0.75 IN, FORM | 3 | P | 5975B SE
BGN843L | AL | A-A-01-000-001 | 25 | GASKET | GASKET, TYPICAL, QA 3, GASKET, SINGLE; TANK TO HEADER, LUBE OIL COOLER, FOR POWER UNITS | 3 | P | 2910O SE
BGT525E | AL | A-A-01-000-001 | 140 | GASKET | GASKET, TYPICAL, QA 3, GASKET, SINGLE; NEOPRENE, 24 X 20 X 7 WITH HINGE COVER, FOR NEMA 4 | 3 | P | 5730H SE
BHC266E | AL | A-A-01-000-001 | 25 | GASKET | GASKET, TYPICAL, QA 0, GASKET, SET; C/O TWO EA BROWN PAPER, TWO EARED PLASTIC, ONE EA BLUE | 0 | P | 2910O SE
BHC416M | AL | A-A-01-000-001 | 7 | GASKET | GASKET, SPIRAL WOUND, QA 3, 2-1/2 IN, 3-1/4 IN, 4-7/8 IN, 0.175 IN, SS/GRAPHITE, 150 PSI, GASKET, SPIRAL WOUND; GASKET, SPIRAL WOUND, NON-AS | 3 | P | 5730H SE
BJL008D | AL | A-A-01-000-001 | 4 | GASKET | GASKET, TYPICAL, QA 3, GASKET,ACTUATOR, ; ASBESTOS, CLUTCH AND MOTOR HOUSING, PC 67, FOR | 3 | P | 48200 SE
BJN020P | AC | - - - - | 2 | GASKET | GASKET, TYPICAL, QA 3, GASKET,DOOR, ; RUBBER, 1.25 X 0.5 IN, MIL-R-900, DWG 3037-4 REV 2, | 3 | C | 5670A SE
BJP609C | AL | A-A-01-000-001 | 5 | GASKET | GASKET, TYPICAL, QA 0, VALVE, *** BONNET, FOR A-436 VALVE | 0 | P | 48200 SE
BJP611Q | AL | A-A-01-000-001 | 27 | GASKET | GASKET, TYPICAL, QA 0, GASKET, SINGLE; PUMPER NOZZLE, TO FIT A-436 VALVE *** | 0 | P | 48200 SE
BJP612N | AL | A-A-01-000-001 | 18 | GASKET | GASKET, TYPICAL, QA 0, GASKET, SINGLE; DRAIN RING HOUSING TO FIT A-436 VALVE *** | 0 | P | 48200 SE
BJQ325L | AL | A-A-01-000-001 | 2 | GASKET | GASKET, TYPICAL, QA 3, GASKET, COVER; VALVE, FOR 3 IN STAR, MODEL G,HYDROMATIC DELUGE VALVE | 3 | P | 4210N SE
BJQ325L | AL | 5-A-07-202-000 | 5 | GASKET | GASKET, TYPICAL, QA 3, GASKET, COVER; VALVE, FOR 3 IN STAR, MODEL G,HYDROMATIC DELUGE VALVE | 3 | P | 4210N SE
BJV646G | AL | A-A-01-000-001 | 43 | GASKET | GASKET, SPIRAL WOUND, QA 0, 1.0 IN, SS, 300 PSI, *** | 0 | P | 5730H SE
BKG146P | AC | - - - - | 1 | GASKET | GASKET, TYPICAL, QA 3, GASKET,VLV,CHECK,SWI, ; CORRUGATED SOFT IRON, FOR 4 INBUTT WELD, 150 | 3 | B | 48200 SE
BKQ269X | AL | D-A-04-201-002 | 1 | GASKET | GASKET, TYPICAL, QA 0, GASKET, SINGLE; TWO PER PACKAGE, NON-ASBESTOS, FOR MONITOR, CHLORIDE | 0 | C | 5730H SE
BKQ658J | AL | A-A-01-000-001 | 6 | GASKET | GASKET, TYPICAL, QA 3, COVER TO BRACKET, FOR MOTOR BRAKE, MODEL 6-74050-6S | 3 | P | 61100 SE
BKR402J | AL | A-A-01-000-001 | 3 | GASKET | GASKET, TYPICAL, QA 3, GASKET, KIT; GRAPHITE, (BONNET), SEAT RING,CAGE, AND SPIRAL WOUND | 3 | B | 48200 SE
BKX764R | AL | J-B-12-009-001 | 3 | GASKET | GASKET, BULK, QA 0, 75.0 IN, 150.0 IN, 1/64 IN, NITRILE, SHEET, *** FABRICATION: COMPRESSED | 0 | C | 5730H SE
BLB267Y | AL | D-B-09-202-001 | 14 | GASKET | GASKET, TYPICAL, QA 0, 4-1/2 IN, 4-3/4 IN, 0.031 IN, NON-ASBESTOS, SINGLE, COMPRESSED, END COVER, FOR AIR CYLINDER | 0 | P | 4450C SE
BLE267F | AL | F-A-31-201-000 | 18 | GASKET | GASKET, TYPICAL, QA 3, GASKET, SINGLE; PUSHON RUBBER, BLACK, SLIP JOINT TYPE, BELL AND PLAIN | 3 | B | 4730P SE
BLF422Q | AL | P-A-LL-ET0-074 | 100 | GASKET | GASKET, TYPICAL, QA 0, VALVE, 6 IN, 6-3/8 IN, COPPER, GASKET, SINGLE; COPPER SINGLE JACKET, FIBER FILLED, NON-ASBESTOS, FOR | 0 | C | 4310I SE
BLK901Q | AL | F-C-08-064-001 | 24 | GASKET | GASKET, SPIRAL WOUND, QA 3, GASKET, SPIRAL WOUND; SPIRAL WOUND 304, 2.5 IN, 300 LB, WITH | 3 | P | 5730H SE
BLP546W | AL | F-A-08-013-001 | 10 | GASKET | GASKET, TYPICAL, QA 3, GASKET,RECORDER, ; CONNECTOR, FOR SEISMIC RECORDER, MODEL PSR1200 *** | 3 | P | 6695D SE
BLP819K | AL | F-C-08-064-001 | 4 | GASKET | GASKET, TYPICAL, QA 3, GASKET, SINGLE; CONTROL BOX, BUNA N, FOR USE ON FLOW MONITOR SWITCH | 3 | P | 6695D SE
BLP857B | AL | D-B-16-000-001 | 2 | GASKET | GASKET, SPIRAL WOUND, QA 3, GASKET, SINGLE; BONNET, 304 STAINLESS STEEL, WITH GRAPHITE FILLER, | 3 | P | 48200 SE
BLV329G | AL | A-A-01-000-001 | 4 | GASKET | GASKET, TYPICAL, QA 0, GASKET,CHILLER, ; HAND VALVE, FOR DUNHAM BUSH CHILLER, PCW040T, S/N | 0 | P | 4520N SE
BNF325A | AL | Z-A-06-000-001 | 1 | GASKET | GASKET, TYPICAL, QA 3, GASKET, SINGLE; CRDM COOLING SHROUD, DWG 1102E71, ITEM 10 *** | 3 | C | 4470C SE
BNF333B | AL | Z-A-06-000-001 | 1 | GASKET | GASKET, TYPICAL, QA 3, CRDM COOLING SHROUD, , WESTINGHOUSE DRAWING 1855E15, ITEM 8 | 3 | C | 4470C SE
BNF339Y | AL | D-B-16-000-001 | 3 | GASKET | GASKET, TYPICAL, QA 3, GASKET, SINGLE; EPDM, DUROMETER A40-60, CRDM COOLING SHROUD, DWG | 3 | C | 4470C SE
BNF340R | AL | F-A-26-101-000 | 1 | GASKET | GASKET, TYPICAL, QA 3, GASKET, SINGLE; POLYSILIXANE, DUROMETER OF A40-60,CRDM COOLING SHROUD | 3 | C | 4470C SE
BNF341C | AL | D-B-07-202-002 | 1 | GASKET | GASKET, TYPICAL, QA 3, , FOR CRDM COOLING SHROUD, THREE SEGMENT SET, EPDM, DUROMETER OF | 3 | C | 4470C SE
BNF341C | AL | F-A-07-201-000 | 1 | GASKET | GASKET, TYPICAL, QA 3, , FOR CRDM COOLING SHROUD, THREE SEGMENT SET, EPDM, DUROMETER OF | 3 | C | 4470C SE
BNQ940J | AL | F-C-08-064-001 | 2 | GASKET | GASKET, TYPICAL, QA 3, GASKET, SINGLE; CAP, FOR 2 IN RELIEF VALVE, ID2-RV-72 JWB, STYLE | 3 | P | 48200 SE
BNQ949L | AL | F-C-08-064-001 | 15 | GASKET | GASKET, TYPICAL, QA 3, GASKET, SINGLE; RUBBER, 1 IN PIPE, CAP, REF 9,FOR 1 IN CARDOX VALVE | 3 | P | 4210N SE
BPD563X | AL | D-B-06-000-001 | 1 | GASKET | GASKET, TYPICAL, QA 0, GASKET, SINGLE; METAL, FOR LB TURBINE STEAM GLANDS *** | 0 | P | 2825G SE
BQC298M | AL | F-A-10-201-002 | 2 | GASKET | GASKET, TYPICAL, QA 3, GASKET, KIT; ASBESTOS FREE, TURBO CHANGEOUT, (ENGINE GASKET KIT), FOR | 3 | B | 2910O SE
BQN421X | AL | A-A-01-000-001 | 5 | GASKET | GASKET, TYPICAL, QA 3, FOR VALVE ACTUATOR, PC83, SINGLE, , WORM SHAFT END CAP, LIMITORQUE SMB-5 | 3 | C | 48200 SE
BQR649F | AL | A-A-01-000-001 | 2 | GASKET | GASKET, TYPICAL, QA 0, GASKET, SINGLE; REF #6, FOR A MASONEILAN LIQUID LEVEL CONTROLLED M/N | 0 | C | 6695D SE
BRE254R | AL | E-A-16-C04-F01 | 4 | GASKET | GASKET, TYPICAL, QA 0, CIRCUIT BREAKER, SINGLE, MAIN VALVE, ID NO HAMT403041R4, FOR POWER CIRCUIT BREAKER, | 0 | C | 5925B SE
BRG335F | AL | F-C-08-064-001 | 3 | GASKET | GASKET, TYPICAL, QA 3, GASKET, SINGLE; STAINLESS STEEL, 0.0625 THICK X 1.75 ID X 2.25 IN OD | 3 | B | 48200 SE
BRG350Y | AL | F-C-08-064-001 | 16 | GASKET | GASKET, TYPICAL, QA 3, GASKET, SINGLE; STAINLESS STEEL,FOR REACTOR CLOSURE HEAD PART LENGTH | 3 | B | 4470C SE
BTE272H | AL | D-B-21-060-001 | 1 | GASKET | GASKET, SPIRAL WOUND, QA 3, 35-5/16 IN, 39-9/16 IN, 0.175 IN, GASKET, SPIRAL WOUND,SPARE P; FLANGE SHELL,0.175 IN THK X 35.312 IN ID | 3 | B | 4420B SE
BTF847J | AL | 1-A-05-000-001 | 1 | GASKET | GASKET, TYPICAL, QA 3, GASKET, SINGLE; 4821 BONNETT GASKET, LOW CARBON SOFT STEEL AT 120 BHN. | 3 | B | 48200 SE
BTF847J | AL | A-A-01-000-001 | 7 | GASKET | GASKET, TYPICAL, QA 3, GASKET, SINGLE; 4821 BONNETT GASKET, LOW CARBON SOFT STEEL AT 120 BHN. | 3 | B | 48200 SE
BTF951P | AL | A-A-01-000-001 | 6 | GASKET | GASKET, TYPICAL, QA 3, GASKET, SET; BONNETT GASKET MATERIAL ASTM A285 GRADE C FOR 8" 600# | 3 | B | 48200 SE
BTF955F | AL | A-A-01-000-001 | 6 | GASKET | GASKET, TYPICAL, QA 3, GASKET, SET; BONNETT GASKET MATERIAL ASTM A285 GRADE C, FOR 10" 600# | 3 | B | 48200 SE
BTG007J | AL | A-A-01-000-001 | 8 | GASKET | GASKET, TYPICAL, QA 3, GASKET, SINGLE; BONNETT GASKET FOR 12" 600# WALWORTH GATE VALVE, ITEM | 3 | B | 48200 SE
BTG397J | AL | 1-A-05-000-001 | 1 | GASKET | GASKET, TYPICAL, QA 3, GASKET, SET; BONNETT GASKET FOR 20" 600# WALWORTH GATE VALVE, ITEM | 3 | B | 48200 SE
BTG397J | AL | A-A-01-000-001 | 7 | GASKET | GASKET, TYPICAL, QA 3, GASKET, SET; BONNETT GASKET FOR 20" 600# WALWORTH GATE VALVE, ITEM | 3 | B | 48200 SE
BTG407B | AL | 1-A-05-000-001 | 1 | GASKET | GASKET, TYPICAL, QA 3, GASKET, SET; 120BHN SOFT STEEL FOR 24" 600# WALWORTH GATE VALVE, ITEM | 3 | B | 48200 SE
BTG407B | AL | A-A-01-000-001 | 7 | GASKET | GASKET, TYPICAL, QA 3, GASKET, SET; 120BHN SOFT STEEL FOR 24" 600# WALWORTH GATE VALVE, ITEM | 3 | B | 48200 SE
BTM836Q | AL | A-A-01-000-001 | 1 | GASKET | GASKET, BULK, QA 0, 5 FT, 5 FT, 1/32 IN, GASKET, SINGLE; SHEET, NON-ASBESTOS, 0.031" THK X 60.00" X 60.00" *** | 0 | C | 5730H SE
BTR095B | AL | A-A-01-000-001 | 1 | GASKET | GASKET, TYPICAL, QA 0, GASKET, KIT; GASKET KIT, NON-ASBESTOS, FOR DUNHAM-BUSH COMPRESSOR | 0 | C | 4520N SE
BTT836Y | AL | D-B-07-202-001 | 1 | GASKET | GASKET, TYPICAL, QA 3, , BONNET, ARMCO IRON, SILVER PLATED, FOR 4 IN 900 LB GATE VALVE, | 3 | B | 48200 SE
BTT836Y | AL | F-A-07-201-000 | 1 | GASKET | GASKET, TYPICAL, QA 3, , BONNET, ARMCO IRON, SILVER PLATED, FOR 4 IN 900 LB GATE VALVE, | 3 | B | 48200 SE
BTY337W | AL | A-A-01-000-001 | 31 | GASKET | GASKET, TYPICAL, QA 3, GASKET, SINGLE; NON-ASBESTOS, FOR APPLETON 2-1/2 AND 3 INCH TRADE SIZE | 3 | B | 5975B SE
BVC787K | AL | F-A-11-101-001 | 30 | GASKET | GASKET, TYPICAL, QA 3, VALVE, GRAPHITE, SET, CONSISTING OF 1 EA. CAP GASKET AND 1 EA. BODY | 3 | C | 48200 SE
BVH509P | AL | D-B-25-302-003 | 3 | GASKET | GASKET, TYPICAL, QA 3, SOFT STEEL, SINGLE, , FOR 4" WILLIAM POWELL 900 # CAST STEEL GATE VALVE, FIG. NO. | 3 |  | 48200 SE
BVH833D | AC | - - - - | 1 | GASKET | GASKET, TYPICAL, QA 3, VALVE, 150 PSI, GASKET, SINGLE; BONNET, FOR WM POWELL CO, GATE VALVE, FIG 1523WE, SIZE | 3 | C | 48200 SE
BVL791K | AL | D-B-25-302-005 | 1 | GASKET | GASKET, TYPICAL, QA 1, GASKET, SINGLE; BONNET SEAL, PATT 9520-21-1, REF. DWG. D-9520-21, REF. | 1 | C | 48200 SE
BVR018P | AL | D-B-16-000-001 | 4 | GASKET | GASKET, TYPICAL, QA 3, GASKET, SET; WITH SEAL SET FOR LIMITORQUE SBD-3 OPERATOR *** | 3 | B | 48200 SE
BVR154Q | AL | 1-A-05-000-001 | 1 | GASKET | GASKET, SPIRAL WOUND, QA 3, GASKET, SPIRAL WOUND,SPARE P; FOR 24 IN OD PIPE, 1500 #, FLEXITALLIC | 3 | B | 5730H SE
BVR773V | AL | D-B-19-302-000 | 1 | GASKET | GASKET, TYPICAL, QA 3, GASKET, SINGLE; PRESSURE SEAL, FOR WM POWELL GATE VALVE, SIZE 20 IN | 3 | B | 48200 SE
BVT350Y | AL | A-A-01-000-001 | 1 | GASKET | GASKET, TYPICAL, QA 3, GASKET, SINGLE; BONNET INGOT IRON, SILVER PLATED FOR 3" GATE VALVE MFG | 3 | B | 48200 SE
BWC072E | AL | 1-A-05-000-001 | 1 | GASKET | GASKET, TYPICAL, QA 3, GASKET, ASSY; COMPLETE WITH SEAL SET FOR LIMITORQUE SB-4 OPERATOR *** | 3 | B | 48200 SE
BWG947W | AL | A-A-01-000-001 | 3 | GASKET | GASKET, TYPICAL, QA 0, ASBESTOS, *** FOR FOXBORO 13A PNEUMATIC FLOW TRANSMITTER | 0 | C | 6695D SE
BWN652H | AL | A-A-01-000-001 | 20 | GASKET | GASKET, TYPICAL, QA 1, GASKET, SET; NON-ASBESTOS, C/O ONE EA SILICONE TOP COVER GASKET, P/N | 1 | B | 59300 SE
BWY947L | AL | A-A-01-000-001 | 16 | GASKET | GASKET, TYPICAL, QA 3, GASKET, SINGLE; ELEMENT, FOR TYPE 316 SST FILTER ON CONTAINMENT | 3 | C | 4330N SE
BXB886A | AL | D-B-16-000-001 | 3 | GASKET | GASKET, TYPICAL, QA 3, GASKET, SINGLE; SHELL SIDE,SPIRAL WOUND,NON-ASBESTOS FILLER,STAINLESS | 3 | B | 4420B SE
BXN515M | AC | - - - - | 4 | GASKET | GASKET, TYPICAL, QA 0, GASKET, SINGLE; HEAD, FOR LIQUID LEVEL FLOAT SWITCH, MODEL 63.2, LOW | 0 | B | 59300 SE
BXY213W | AL | A-A-01-000-001 | 2 | GASKET | GASKET, TYPICAL, QA 3, GASKET, SET; 304 STAINLESS STEEL, AND NON-ASBESTOS, C/O 1-EA GASKET | 3 | B | 4420B SE
BYD263Y | AL | F-A-10-101-001 | 3 | GASKET | GASKET, TYPICAL, QA 1, GASKET, SINGLE; RUBBER, EPDM, MAIN DOOR, FOR REACTOR PERSONNEL ACCESS | 1 | B | 5670A SE
BYJ751P | AL | 1-A-05-000-001 | 212 | GASKET | GASKET, TYPICAL, QA 3, GASKET, SINGLE; FOR GLOBE, USED ON CROUSE HINDS VMVC 100 AND 175 | 3 | C | 5975B SE
CAB525R | AC | - - - - | 1 | GASKET | GASKET, SPIRAL WOUND, QA 3, 3/4 IN, SS/FLEXICARB, 300-400-600 PSI | 3 | B | 5730H SE
CAF531A | AL | E-A-16-C05-C01 | 12 | GASKET | GASKET, TYPICAL, QA 0, CIRCUIT BREAKER, 2-15/16 IN, 4-3/4 IN, PAPER, SINGLE, FOR CIRCUIT BREAKER, TYPE DR36SC1750D | 0 | C | 5925B SE
CAK937Q | AL | F-A-22-101-000 | 1 | GASKET | GASKET, TYPICAL, QA 3, GASKET, SINGLE; BONNET,FOR VALVE WITH BODY BORE OF 4.954 IN, DWG | 3 | B | 48200 SE
CAP158W | AC | - - - - | 1 | GASKET | GASKET, SPIRAL WOUND, QA 3, 1-1/4 IN, 2-5/8 IN, 0.175 IN, SS/FLEXICARB, 150 PSI, R | 3 | B | 5730H SE
CAP397A | AL | F-A-19-201-000 | 69 | GASKET | GASKET, BULK, QA 3, GASKET, MATERIAL; NON-ASBESTOS, 3/16 IN X 4 FT X 8 FT, DWG | 3 | B | 5730H SE
CAV781L | AL | A-A-01-000-001 | 4 | GASKET | GASKET, TYPICAL, QA 0, GASKET, KIT; FOR KOP FLEX INC FLEXIBLE SHAFT COUPLING, GEAR TYPE | 0 | B | 3040D SE
CAX363W | AL | A-A-01-000-001 | 8 | GASKET | GASKET, TYPICAL, QA 1, GASKET, DIESEL ENGINE; LUBE OIL COOLER HEADER TO CORE, CAT 381 PLATE | 1 | C | 2910O SE
CBH229Q | AL | A-A-01-000-001 | 18 | GASKET | GASKET, TYPICAL, QA 0, PUMP, *** IMPELLER GASKET, ITEM NO. 26, FOR CONDENSER TUBE CLEANING PUMP | 0 | B | 4320U SE
CBL639M | AC | - - - - | 1 | GASKET | GASKET, SPIRAL WOUND, QA 3, VALVE, 304 SS/GRAPHITE, MFG. BY FLEXITALLIC, FOR 3/4"-1500 LB SWING CHECK VALVE, IT.100 ON | 3 | B | 48200 SE
CBQ339D | AL | D-A-11-402-003 | 3 | GASKET | GASKET, SPIRAL WOUND, QA 3, GASKET, SINGLE; BONNET, TYPE: SPRIRAL WOUND W/GRAPHITE FILLER; F/MAIN | 3 | C | 48200 SE
CBX442T | AL | A-A-01-000-001 | 1 | GASKET | GASKET, TYPICAL, QA 0, 355 MM, 355 MM, 0.032 IN, GASKET, SINGLE; NON-ASBESTOS, 0.032 THK X 355 X 355 MM, DWG | 0 | B | 6105D SE
CEE590H | AL | 5-A-07-202-000 | 9 | GASKET | GASKET, TYPICAL, QA 3, GASKET, SINGLE; ELASTAGRAPH GASKETS, 304 STAINLESS STEEL, FOR 150 LB | 3 | C | 4730P SE
CLD433N | AL | D-B-09-202-001 | 2 | GASKET | GASKET, TYPICAL, QA 0, VALVE, FOR STYLE IV ROTARY VALVE | 0 | C | 4450C SE
AAW928R | AL | L-A-13-000-002 | 5 | GASKET | GASKET, TYPICAL, QA 0, 1/8 IN, RUBBER, *** FOR MODEL 296 | 0 | P | 6695D SE
AAW928R | AL | L-A-09-000-002 | 34 | GASKET | GASKET, TYPICAL, QA 0, 1/8 IN, RUBBER, *** FOR MODEL 296 | 0 | P | 6695D SE
AAY754N | AL | L-A-13-000-002 | 3 | GASKET | GASKET, TYPICAL, QA 0, GASKET, SINGLE; DISCHARGE, FOR SUBMERSIBLE PUMP, 2125.010-02059 | 0 | P | 4320U SE
ACJ960G | AL | L-A-09-000-002 | 1 | GASKET | GASKET, TYPICAL, QA 0, VALVE, 10 IN, 150 PSI, GASKET, SINGLE; BONNET, FOR POWELL GLOBE VALVE, FIG 1551WE, SIZE 10" | 0 | P | 48200 SE
ACV974B | AL | L-A-09-000-002 | 20 | GASKET | GASKET, TYPICAL, QA 0, 2.0 IN, TEFLON, *** DIAPHRAGM PLATE, FOR FISHER GOVERNOR CO ACID AND CAUSTIC LEVEL | 0 | P | 6695D SE
ACY992R | AL | M-A-04-000-002 | 3 | GASKET | GASKET, TYPICAL, QA 3, GASKET,TRANSMITTER,P, ; RUBBER, 22 IN, FOR TRANSMITTER, PRESSURE | 3 | P | 6695D SE
ADE004T | AL | M-A-08-000-002 | 4 | GASKET | GASKET, TYPICAL, QA 0, GASKET, SINGLE; ITEM 103, FOR SUMP PUMP, FIG 4511, SIZE 1-1/2 M, FRAME | 0 | C | 4320U SE
ADH067H | AL | L-A-13-000-002 | 2 | GASKET | GASKET, TYPICAL, QA 3, GASKET, SINGLE; BASE, PC 11, FOR CROSBY VALVE & GAGE CO SAFETY RELIEF | 3 | B | 48200 SE
ADH146Y | AL | L-A-09-000-002 | 5 | GASKET | GASKET, TYPICAL, QA 0, GASKET, SINGLE; BODY, REF 18, 328640, FOR BLACK, SIVALLS AND BRYSON | 0 | P | 48200 SE
ADJ455C | AL | L-A-01-000-002 | 3 | GASKET | GASKET, TYPICAL, QA 0, VALVE, 10 IN, 150 PSI, GASKET, SINGLE; BODY, FOR SIZE 10 IN, 125 LB CONTROL VALVE, MODEL | 0 | P | 48200 SE
AED540L | AL | L-A-13-000-002 | 24 | GASKET | GASKET, TYPICAL, QA 0, FILTER, RUBBER, *** FOR AIR-LINE FILTER P/N 81857, ON PRESSURE REGULATOR | 0 | P | 4240P SE
AEE654L | AL | L-A-09-000-002 | 1 | GASKET | GASKET, TYPICAL, QA 0, GASKET, KIT; FOR HYDRAULIC PUMP, MODEL F3-PVA120-RS-10, SN J-1989-8 | 0 | P | 4320U SE
AEJ010F | AL | L-A-09-000-002 | 6 | GASKET | GASKET, TYPICAL, QA 3, VELAN 3 IN - 300 LB GATE VLV, M/N B10-164B-2TS, 4-3/4 IN, 5-3/4 IN, 1/16 IN, SINGLE, MTL: SOFT IRON, SERRATED, IT# 18 | 3 | P | 48200 SE
AEW170E | AC | - - - - | 1 | GASKET | GASKET, TYPICAL, QA 3, GASKET,CONTROLLER, ; PILOT, FOR MASONEILAN CO PRESSURE CONTROLLER | 3 | P | 5730H SE
AFE156Y | AL | L-A-13-000-002 | 1 | GASKET | GASKET, TYPICAL, QA 0, PUMP, NEOPRENE, *** ITEM 26, FOR (INTAKE STRUCTURE) SUMP PUMP, SIZE 4 IN CSA | 0 | P | 4320U SE
AFE156Y | AL | L-A-03-000-002 | 5 | GASKET | GASKET, TYPICAL, QA 0, PUMP, NEOPRENE, *** ITEM 26, FOR (INTAKE STRUCTURE) SUMP PUMP, SIZE 4 IN CSA | 0 | P | 4320U SE
AFK257Y | AL | L-A-09-000-002 | 4 | GASKET | GASKET, SPIRAL WOUND, QA 3, GASKET, SPIRAL WOUND; STAINLESS STEEL, TYPE 304 AND GRAFOIL, 3 IN, 400 | 3 | B | 5730H SE
AFT705T | AL | M-A-08-000-002 | 5 | GASKET | GASKET, TYPICAL, QA 3, GASKET, SINGLE; ASBESTOS, FOR REACTOR COOLANT PUMP MOTOR, 6000 HP | 3 | P | 6105D SE
AFV278D | AL | L-A-13-000-002 | 3 | GASKET | GASKET, TYPICAL, QA 0, GASKET, SINGLE; AIR CONNECTION, FOR FISCHER & PORTER CO STATOR COOLING | 0 | P | 6695D SE
AFV279B | AL | L-A-13-000-002 | 1 | GASKET | GASKET, TYPICAL, QA 0, GASKET, SINGLE; WINDOW, FOR FISCHER & PORTER CO STATOR COOLING WATER | 0 | P | 6695D SE
AFV878L | AL | L-A-13-000-002 | 3 | GASKET | GASKET, TYPICAL, QA 0, *** FOR FISCHER & PORTER CO STATOR COOLING WATER TEMPERATURE | 0 | P | 6695D SE
AFV888H | AL | L-A-13-000-002 | 3 | GASKET | GASKET, TYPICAL, QA 0, GASKET, SINGLE; DOSING TANK, FOR HAYS DISSOLVED OXYGEN ANALYZER, MODEL | 0 | P | 6630D SE
AGD354R | AL | L-A-09-000-002 | 3 | GASKET | GASKET, TYPICAL, QA 0, COVER, *** SHAFT END, FOR INGERSOLL-RAND AIR COMPRESSOR, MODEL 253D, TYPE 30 | 0 | P | 4310I SE
AGF774Q | AL | L-A-13-000-002 | 1 | GASKET | GASKET, TYPICAL, QA 0, COVER, 16-1/2 IN, 17-1/4 IN, 1/8 IN, GASKET, SINGLE; TOP COVER, AND/OR INLET-OUTLET END, DWG 77-B-160-1 | 0 | P | 4420B SE
AGJ321F | AL | M-A-08-000-002 | 3 | GASKET | GASKET, TYPICAL, QA 0, GASKET, SINGLE; VALVE, IT 30, FOR ATWOOD AND MORRILL CO REVERSE | 0 | P | 48200 SE
AHJ981X | AL | T-A-01-000-002 | 2 | GASKET | GASKET, TYPICAL, QA 3, FOR VALVE ACTUATOR, PC68, SINGLE, ; CAP,SPRING CARTRIDGE, TYPE SMB-3 AND SB-3 | 3 | C | 48200 SE
AHW325D | AL | T-A-05-000-002 | 6 | GASKET | GASKET, TYPICAL, QA 3, GASKET, SINGLE; BUNA N, CYCLINDER ADAPTER, ASTM 01170,FOR ISOLATION | 3 | B | 48200 SE
AHW920A | AL | T-A-05-000-002 | 1 | GASKET | GASKET, TYPICAL, QA 3, GASKET, SINGLE; BUNA N, HOUSING COVER, ASTM 01170, FOR MODEL | 3 | B | 48200 SE
AJF996R | AL | M-A-08-000-002 | 2 | GASKET | GASKET, TYPICAL, QA 3, GASKET, SINGLE; BEARING SEAL, (2 PCS = 1 EA), 1/16" THK, FOR WH | 3 | B | 6105D SE
AJJ261T | AL | M-A-08-000-002 | 2 | GASKET | GASKET, TYPICAL, QA 3, GASKET, SINGLE; EPDM, VALVE, 0.75 IN, FOR DIAPHRAGM VALVE, WH SPIN | 3 | C | 48200 SE
AKD145G | AL | L-A-13-000-002 | 6 | GASKET | GASKET, TYPICAL, QA 0, 5-1/4 IN, LEATHER, *** SEAT RING, LOWER, FOR AWWA DRY TOP TRAFFIC MODEL COMPRESSION FIRE | 0 | P | 4210N SE
AKD944H | AL | L-A-13-000-002 | 4 | GASKET | GASKET, TYPICAL, QA 0, GASKET,HYDRANT,FIRE, ; LEATHER, 3/16 X 6-1/2 X 7 IN, RETAINER RING | 0 | P | 4210N SE
AKP888D | AL | M-A-08-000-002 | 5 | GASKET | GASKET, TYPICAL, QA 3, GASKET, SINGLE; GEAR CASE, FOR INGERSOLL-RAND AIR STARTER, SIZE 150 | 3 | P | 2910O SE
ALE014B | AL | L-A-09-000-002 | 1 | GASKET | GASKET, TYPICAL, QA 0, GASKET, SINGLE; STUFFING BOX TO CASING, PT 363, FOR MOISTURE SEPARATOR | 0 | P | 4320U SE
ALF473E | AL | L-A-09-000-002 | 1 | GASKET | GASKET, TYPICAL, QA 3, GASKET, SINGLE; AFTERFILTER *** | 3 | P | 4440E SE
ALJ263A | AL | T-A-01-000-002 | 1 | GASKET | GASKET, SPIRAL WOUND, QA 3, GASKET, SPIRAL WOUND; 316 SS W/GRAPHITE FILLER 0.125" THK X 14.75" ID | 3 | B | 48200 SE
ALJ649K | AL | M-A-08-000-002 | 6 | GASKET | GASKET, TYPICAL, QA 0, GASKET, SINGLE; VALVE, FOR MODEL 71-36300, SIZE 8 IN, AIR TO OPEN, 300 | 0 | P | 48200 SE
ALJ942M | AL | L-A-09-000-002 | 3 | GASKET | GASKET, TYPICAL, QA 0, VALVE, 6.0 IN, *** DYNA-SEAL, IT 13, FOR SENTRY, SIZE 6 IN, MODEL 3000, TYPICAL | 0 | P | 48200 SE
ALJ944H | AL | M-A-08-000-002 | 3 | GASKET | GASKET, TYPICAL, QA 0, GASKET, SINGLE; BODY, FOR VALVE, MODEL 37-10134, SIZE 10 IN, 600 ASA | 0 | P | 48200 SE
ALK641Y | AL | M-A-08-000-002 | 19 | GASKET | GASKET, SPIRAL WOUND, QA 3, GASKET, SPIRAL WOUND; STAINLESS STEEL 304, NUCLEAR GRADE GRAPHITE TYPE | 3 | P | 5730H SE
ALK642W | AL | M-A-08-000-002 | 11 | GASKET | GASKET, SPIRAL WOUND, QA 3, GASKET, SPIRAL WOUND; 304 STAINLESS STEEL AND ASBESTOS 8" 1500 LB *** | 3 | P | 5730H SE
ALK927C | AL | L-A-03-000-002 | 14 | GASKET | GASKET, SPIRAL WOUND, QA 0, 2 IN, 2-7/8 IN, 3-5/8 IN, 1/8 IN, SS/NON-ASBESTOS, 900 PSI, GASKET, SPIRAL WOUND; MATERIAL: SST 304 AND NON-ASBE | 0 | C | 5730H SE
ALT125D | AL | T-A-05-000-002 | 2 | GASKET | GASKET, TYPICAL, QA 3, GASKET, DIESEL ENGINE; FRAME (OUTSIDE), FOR ELECTRO-MOTIVE DIV | 3 | P | 2910O SE
ALT125D | AL | M-A-08-000-002 | 6 | GASKET | GASKET, TYPICAL, QA 3, GASKET, DIESEL ENGINE; FRAME (OUTSIDE), FOR ELECTRO-MOTIVE DIV | 3 | P | 2910O SE
ALT426Y | AL | T-A-01-000-002 | 4 | GASKET | GASKET, TYPICAL, QA 2, GASKET, SINGLE; HOUSING, FOR ELECTRO-MOTIVE DIV, GENERAL MOTORS | 2 | P | 2910O SE
ALT524Y | AL | M-A-08-000-002 | 34 | GASKET | GASKET, TYPICAL, QA 3, GASKET, SINGLE; FILTER DRAIN, FOR ELECTRO-MOTIVE DIV, GENERAL MOTORS | 3 | P | 2910O SE
ALT625Q | AL | M-A-08-000-002 | 18 | GASKET | GASKET, TYPICAL, QA 3, GASKET, DIESEL ENGINE; FUEL TANK, FOR ELECTRO-MOTIVE DIV, GENERAL | 3 | P | 2910O SE
AMD336W | AL | M-A-09-000-002 | 2 | GASKET | GASKET, TYPICAL, QA 3, GASKET, SINGLE; OIL PUMP DISCHARGE, FOR MODEL PCX-120-0, REF FILE | 3 | C | 4520N SE
AMD433Y | AL | P-A-LL-ET0-026 | 2 | GASKET | GASKET, TYPICAL, QA 3, GASKET, SINGLE; CONDENSER RETURN HEAD, FOR MODEL PCX-120-0, REF FILE | 3 | B | 4520N SE
AMD533T | AL | M-A-06-000-002 | 8 | GASKET | GASKET, TYPICAL, QA 0, VALVE, *** SUMP DISCHARGE CHECK VALVE, FOR MODEL PCX-120-0, REF FILE X1309 | 0 | P | 4520N SE
AME254R | AL | L-A-13-000-002 | 8 | GASKET | GASKET, TYPICAL, QA 0, FLANGE, 12-1/8 IN, 13-1/8 IN, 1/32 IN, *** PIPE FLANGE, TOP COLUMN, FOR POWERHOUSE UNWATERING VERTICAL | 0 | P | 4320U SE
AMF713E | AL | M-A-08-000-002 | 3 | GASKET | GASKET, TYPICAL, QA 0, GASKET, SINGLE; COLLAR, FOR OIL PURIFIER, TYPE MAB207S-29-60, SN | 0 | P | 4330N SE
AMJ923K | AL | L-A-09-000-002 | 5 | GASKET | GASKET, SPIRAL WOUND, QA 0, 2.0 IN, 1-3/4 IN, 2-1/8 IN, 1/8 IN, 2000 PSI, *** BONNET, FOR EDWARD 002.000 IN, 848 MY, 2000.000 PSIG, WOG | 0 | P | 48200 SE
AMT123B | AL | T-A-05-000-002 | 2 | GASKET | GASKET, TYPICAL, QA 3, GASKET, KIT; LUBE OIL SEPARATOR, FOR ELECTRO-MOTIVE DIV, GENERAL | 3 | B | 2910O SE
AMV963Q | AL | L-A-13-000-002 | 3 | GASKET | GASKET, TYPICAL, QA 3, GASKET, SINGLE; FOR FOXBORO 14A INTEGRATOR *** | 3 | P | 6695D SE
AMW550Q | AL | M-A-16-000-002 | 1 | GASKET | GASKET, TYPICAL, QA 3, GASKET, SINGLE; NITRILE 17E37, FOR VALVE POSITIONER MODEL 3580 *** | 3 | P | 48200 SE
AMX703A | AL | L-A-13-000-002 | 6 | GASKET | GASKET, TYPICAL, QA 0, GASKET, SINGLE; SPIRAL WELL, DWG 021-934800, REF 35, PAGE 5, FOR | 0 | P | 6695D SE
AMY145C | AL | M-A-06-000-002 | 1 | GASKET | GASKET, TYPICAL, QA 3, GASKET, KIT; FOR MODEL MTD76, SN FM-147997 AND 159112 *** | 3 | P | 4520N SE
AMY545V | TR | - - - - | 2 | GASKET | GASKET, TYPICAL, QA 2, GASKET, SINGLE; SUCTION CONNECTION, FOR MODEL MTD76, SN FM-147997 AND | 2 | P | 4520N SE
AMY845F | AL | M-A-04-000-002 | 1 | GASKET | GASKET, TYPICAL, QA 3, CHILLER, *** SINGLE, FOR RUPTURE DISK ON YORK HERMETIC TURBOPAK UNIT, MODEL | 3 | B | 4520N SE
ANE771Y | AL | M-A-08-000-002 | 5 | GASKET | GASKET, TYPICAL, QA 0, FRAME TO ADAPTER, ;SINGLE; BEARING FRAME TO FRAME ADAPTER; 1/64" VELLUMOID; ITEM:360A ON | 0 | P | 4320U SE
ANH661N | AL | L-A-13-000-002 | 3 | GASKET | GASKET, TYPICAL, QA 0, VALVE, 2-1/2 IN, 3.530 IN, 5/16 IN, GASKET, SINGLE; NON-ASBESTOS, 0.031 THICK X 2.5 X 3.53 IN, REF 44, FOR | 0 | C | 48200 SE
ANH761J | AL | L-A-09-000-002 | 1 | GASKET | GASKET, TYPICAL, QA 0, GASKET, SET; KEY # 10, 11, 12, 13, 20, 51, FOR CONTROL VALVE, TYPE | 0 | B | 48200 SE
APD479R | AL | T-A-05-000-002 | 15 | GASKET | GASKET, TYPICAL, QA 3, ; SINGLE; COVER; FOR USE IN 7 X 4 ESV-1PNL COMPRESSOR S/N WIEBVNPDC45S | 3 | B | 4320U SE
APJ510C | AL | L-A-03-000-002 | 2 | GASKET | GASKET, SPIRAL WOUND, QA 0, VALVE, 16 IN, 17 IN, 1/2 IN, ASBESTOS, *** FOR TILTING DISK CHECK VALVE, 010.000 IN, LIST 123BWE, S/N | 0 | P | 48200 SE
APM566M | AL | L-A-15-000-002 | 109 | GASKET | GASKET, BULK, QA 0, RUBBER, SOFT, ROUND, 008.000 MM DIA, FOR ACB TY PK8C, 500 KV 2000 AMP, 38, | 0 | P | 5925B SE
APV254A | AL | L-A-13-000-002 | 24 | GASKET | GASKET, TYPICAL, QA 0, NEOPRENE, *** W/PLASTIC BACKING, FOR HONEYWELL PNEUMATIC VALVE POSITIONER, SIDE | 0 | P | 48200 SE
APV953F | AL | L-A-13-000-002 | 12 | GASKET | GASKET, TYPICAL, QA 0, NEOPRENE, *** PILOT, FOR HONEYWELL PNEUMATIC VALVE POSITIONER, SIDE MOUNTED | 0 | P | 48200 SE
AQB443K | AL | L-A-03-000-002 | 248 | GASKET | GASKET, TYPICAL, QA 3, GASKET, SINGLE; RUBBER, NEOPRENE, CONDUIT, OUTLET, 001.000 IN, OPEN | 3 | P | 5975B SE
AQN437M | AL | L-A-13-000-002 | 6 | GASKET | GASKET, TYPICAL, QA 0, GASKET, SET; COMPRESSOR, FOR ACME FLOW THERM PACKAGED LIQUID CHILLER | 0 | P | 4520N SE
AQQ327J | AL | L-A-13-000-002 | 1 | GASKET | GASKET, TYPICAL, QA 0, 67-9/16 IN, 73 IN, 1/32 IN, *** UPPER TO LOWER OUTER COLUMN DISCHARGE HEAD TO OUTER COLUMN, FOR | 0 | B | 4320U SE
AQQ342N | AL | M-A-13-000-002 | 2 | GASKET | GASKET, TYPICAL, QA 0, GASKET, SINGLE; NON-ASBESTOS *** | 0 | P | 4320U SE
ARJ189W | AL | T-A-01-000-002 | 4 | GASKET | GASKET, TYPICAL, QA 0, GASKET, SINGLE; NON-ASBESTOS, CASING, MATERIAL 5128, FOR TYPE 3196ST | 0 | C | 4320U SE
ARP159C | AL | T-A-01-000-002 | 2 | GASKET | GASKET, TYPICAL, QA 3, GASKET, SINGLE; ALUMINUM, COVER, 20.125 IN OD X 19.250 IN OD, CODE | 3 | P | 48200 SE
ARV072T | AL | T-A-01-000-002 | 1 | GASKET | GASKET, TYPICAL, QA 3, GASKET, SINGLE; NON-ASBESTOS, CASING, FOR TYPE PH-206, SIZE 1 X 1-1/2 | 3 | B | 4320U SE
ARV073Q | AL | M-A-10-000-002 | 1 | GASKET | GASKET, TYPICAL, QA 3, GASKET, SINGLE; TEFLON, 1 X 1.50 X 6 IN, IMPELLER, S/N 9710512, FOR | 3 | P | 4320U SE
ARV635H | AL | T-A-01-000-002 | 2 | GASKET | GASKET, TYPICAL, QA 3, GASKET, SINGLE; BELLOWS FRAME, HI-TEMP, FOR PRESSURE CONTROLLER, TYPE | 3 | P | 6695D SE
ATD544N | AL | M-A-07-000-002 | 2 | GASKET | GASKET, TYPICAL, QA 0, GASKET, SET; CONDENSER&RECEIVER ASSY FOR ICE CONDENSER,UNIT D&E,MODEL | 0 | P | 4520N SE
ATG144P | AL | L-A-15-000-002 | 13 | GASKET | GASKET, TYPICAL, QA 0, CIRCUIT BREAKER, *** FOR POWER CIRCUIT BREAKER, TYPE ATB-550-38000-2Y, 500KV, 3000A | 0 | P | 5925B SE
ATL363N | AL | M-A-02-000-002 | 1 | GASKET | GASKET, TYPICAL, QA 3, GASKET, SINGLE; RUBBER, COVER, FOR MODEL PAR- 400, RECORDER *** | 3 | P | 6695D SE
ATL409R | AL | M-A-13-000-002 | 2 | GASKET | GASKET, TYPICAL, QA 0, PUMP, PAPER, *** IMPELLER CASTING, REF 60, FOR RECIPROCATING CHARGING PUMP FLUID | 0 | P | 4320U SE
ATQ662P | AL | M-A-16-000-002 | 1 | GASKET | GASKET, SPIRAL WOUND, QA 3, INCONEL/GRAPHITE, , SEAT RING, INCONEL AND GRAPHITE, FOR 2.0 IN TYPE 667-SS-95 & | 3 | B | 48200 SE
ATT760Q | AL | M-A-13-000-002 | 2 | GASKET | GASKET, TYPICAL, QA 0, GASKET, SINGLE; METAL, BONNET, REF 4, FOR 14 IN 300 LB, GATE VALVE, | 0 | P | 48200 SE
AVA222N | AL | M-A-12-000-002 | 11 | GASKET | GASKET, TYPICAL, QA 0, GASKET, SINGLE; STEEL, 0.03125 THICK X 4.375 ID X 5.03125 IN OD, REF | 0 | P | 48200 SE
AVD392D | AL | M-A-06-000-002 | 3 | GASKET | GASKET, TYPICAL, QA 2, GASKET, SINGLE; YOKE, FOR 4 INCH, 150 LB AIR OPERATED CONTROL VALVE | 2 | P | 48200 SE
AVD712M | AL | M-A-13-000-002 | 2 | GASKET | GASKET, TYPICAL, QA 0, GASKET, SINGLE; CELLUOSIC FIBER,W/RUBBER DUROID GE 810,RECTANGULAR FOR | 0 | P | 6115F SE
AVK553G | AL | T-A-01-000-002 | 16 | GASKET | GASKET, TYPICAL, QA 3, GASKET, SINGLE; ROUND, TEFLON, 0.03125 THICK X 5.5 ID X 6 IN OD, FOR | 3 | P | 4320U SE
AVN809Q | AL | T-A-02-000-002 | 1 | GASKET | GASKET, TYPICAL, QA 3, GASKET, SINGLE; RUBBER,1.500 X 0.750 IN,FOR REACTOR WELL DRAIN COVER | 3 | P | 5730H SE
AVP122P | AL | T-A-01-000-002 | 14 | GASKET | GASKET, TYPICAL, QA 3, GASKET, SINGLE; STEEL, CAP, REF 22, FOR 0.75 X1 IN NOZZLE TYPE RELIEF | 3 | P | 48200 SE
AVP752M | AL | M-A-15-000-002 | 50 | GASKET | GASKET, TYPICAL, QA 3, GASKET, SINGLE; RUBBER, 457, BOWL TYPE, 1.5 IN *** | 3 | P | 4210N SE
AVR465E | AL | T-A-01-000-002 | 1 | GASKET | GASKET, TYPICAL, QA 0, GASKET, SINGLE; RUBBER, FOR ICE CONDENSER DECK DOORS *** | 0 | P | 4520N SE
AVV207V | AL | T-A-05-000-002 | 2 | GASKET | GASKET, TYPICAL, QA 0, COPPER, *** FOR 8 TON OILDRAULIC JACK, MODEL 8-S, ON DOVER ELEVATOR, JOB 24052 | 0 | C | 3960D SE
AVX791C | AL | L-A-03-000-002 | 3 | GASKET | GASKET, TYPICAL, QA 0, 4-1/4 IN, 6-1/4 IN, TEFLON, *** PREFORMED, FOR 003.000 IN, DIAPHRAGM CONTROL VALVE, MODEL 3902-0 | 0 | P | 48200 SE
AWB660X | AL | T-A-01-000-002 | 1 | GASKET | GASKET, TYPICAL, QA 3, GASKET, SET; METALLIC, PREFORMED, SET C/O 1 EACH ITEM 24, P/N 68267, | 3 | P | 48200 SE
AWD810T | AL | T-A-01-000-002 | 10 | GASKET | GASKET, TYPICAL, QA 3, GASKET, SINGLE; METAL, SCREW, FOR RELIEF VALVE 003.000 X 004.000 IN | 3 | B | 48200 SE
AWL830G | AL | M-A-09-000-002 | 27 | GASKET | GASKET, TYPICAL, QA 3, GASKET, SINGLE; RUBBER, EPDM-E603, TVA MARK 44N293-27, FOR REACTOR | 3 | B | 5670A SE
AWN385M | AL | T-A-01-000-002 | 2 | GASKET | GASKET, SPIRAL WOUND, QA 0, GASKET, SINGLE; FIBER PAPER, REAR COVER PLATE, FOR PUMP SIZE | 0 | P | 4320U SE
AWV096R | AL | T-A-01-000-002 | 25 | GASKET | GASKET, TYPICAL, QA 3, GASKET, SINGLE; FIBER PAPER, GOVERNOR TO GOVERNOR DRIVE, FOR | 3 | P | 2910O SE
AWV099K | AL | M-A-09-000-002 | 1 | GASKET | GASKET, TYPICAL, QA 0, GASKET, SINGLE; FIBER PAPER, FLANGE TO FILTER, FOR FUEL OIL MANIFOLD | 0 | P | 2910O SE
AXR676L | AL | T-A-05-000-002 | 12 | GASKET | GASKET, TYPICAL, QA 3, PUMP, STEEL, WASHER WITH RUBBER INSERT REF 130, SINGLE, FOR RECIPROCATING PUMP, | 3 | B | 4320U SE
AYB767K | AL | L-A-13-000-002 | 6 | GASKET | GASKET, TYPICAL, QA 0, CIRCUIT BREAKER, RUBBER, ROUND, *** FOR OIL CIRCUIT BREAKER, 500 KILOVOLTS, MODEL ATB-550 | 0 | P | 5925B SE
AYC113Y | AL | L-A-13-000-002 | 16 | GASKET | GASKET, TYPICAL, QA 3, GASKET, SINGLE; RUBBER, DWG FB-14274, FOR DISCHARGE PRESSURE OPERATED | 3 | P | 4210N SE
AYC467T | AL | M-A-02-000-002 | 48 | GASKET | GASKET, TYPICAL, QA 3, GASKET, SINGLE; RUBBER, FOR ELECTRO-PNEUMATIC TRANSDUCER, MODEL T-25 | 3 | P | 6695D SE
AYM583A | AL | L-A-06-000-002 | 16 | GASKET | GASKET, TYPICAL, QA 3, GASKET, SET; RUBBER AND PAPER, ASBESTOS FREE, ACCESSORY DRIVE HOUSING | 3 | B | 2910O SE
AYW372K | AL | M-A-03-000-002 | 30 | GASKET | GASKET, TYPICAL, QA 0, GASKET, SINGLE; RUBBER, 24 IN DIA, QUICK OPENING MAN-HOLE GASKET *** | 0 | B | 5730H SE
BAC809E | AL | T-A-01-000-002 | 6 | GASKET | GASKET, TYPICAL, QA 0, GASKET, SINGLE; PAPER, PRE-CUT, FOR NO 52 HOUSING ON PUMP, TYPE | 0 | P | 4320U SE
BAF351K | AL | M-A-07-000-002 | 1 | GASKET | GASKET, TYPICAL, QA 0, 8 IN, NON-ASBESTOS, GASKET, SINGLE; RUBBER, NON-ASBESTOS, 8 INCH, TYPE T, FOR PIPE | 0 | B | 4730P SE
BAH685B | AL | T-A-01-000-002 | 3 | GASKET | GASKET, TYPICAL, QA 3, GASKET, SINGLE; ROUND, 0.125 THICK X 11 ID X 12 IN OD, PIECE NO 26 | 3 | P | 48200 SE
BBN205M | AL | P-A-LL-ET0-042 | 984 | GASKET | GASKET, TYPICAL, QA 3, GASKET, SINGLE; NEOPRENE RUBBER, 2.5 AND 3 IN,CONDUIT OUTLETS *** | 3 | C | 5975B SE
BBY583A | AL | L-A-03-000-002 | 1 | GASKET | GASKET, TYPICAL, QA 3, GASKET, SINGLE; TEFLON, SEAT RING, FOR REMOTE OPERATED VALVE, 1 IN | 3 | P | 48200 SE
BCT963E | AL | L-A-13-000-002 | 4 | GASKET | GASKET, TYPICAL, QA 0, FIBER, *** VEGETABLE FIBER, GRAY, FOR OFFGAS CHILLER COMPRESSOR, MODEL | 0 | P | 4520N SE
BDC942Q | AL | M-A-04-000-002 | 16 | GASKET | GASKET, TYPICAL, QA 2, GASKET, SINGLE; NICKEL, HOUSING, FOR SEALED SENSOR, HIGH-VOLUME, MODEL | 2 | P | 6695D SE
BDV267P | AL | L-A-05-000-002 | 2 | GASKET | GASKET, BULK, QA 3, GASKETING SHEET, COMPRESSED; NON-ASBESTOS, WHITE, 0.125 THICK X 60 | 3 | C | 5730H SE
BEG541G | AL | T-A-01-000-002 | 4 | GASKET | GASKET, TYPICAL, QA 0, GASKET, SINGLE; ROUND, NEOPRENE, CORK, BROWN, EIGHT HOLES, 0.0312 | 0 | P | 5730H SE
BEV131B | AL | M-A-06-000-002 | 1 | GASKET | GASKET, TYPICAL, QA 3, FOR THE BONNET ON 8 IN WALWORTH VLV, CORRUGATED IRON, REF# 14, DWG# DS-2303-19-B, | 3 | P | 48200 SE
BFP921V | AL | L-A-03-000-002 | 1 | GASKET | GASKET, TYPICAL, QA 0, CORK, ** FOR AMPLIFYING RELAY, DELTA DIFFERENTIAL PRESSURE TRANSMITTER, | 0 | P | 6695D SE
BFW306P | AL | M-A-09-000-002 | 25 | GASKET | GASKET, TYPICAL, QA 3, GASKET, SINGLE; RUBBER, CORK, SUPPLY LINE TO MANIFOLD LINE, FOR | 3 | P | 2910O SE
BGB533W | AL | M-A-04-000-002 | 2 | GASKET | GASKET, TYPICAL, QA 3, GASKET, KIT; KEVLAR, WITH CLAY BINDER, FOR ACCESSORY DRIVE HOUSING ON | 3 | P | 2910O SE
BGB534T | AL | M-A-04-000-002 | 2 | GASKET | GASKET, TYPICAL, QA 3, GASKET, KIT; KEVLAR, WITH CLAY BINDER, FOR OVERSPEED TRIP HOUSING ON | 3 | B | 2910O SE
BGF491X | AL | L-A-09-000-002 | 1 | GASKET | GASKET, TYPICAL, QA 0, VALVE, 1-1/2 IN, RUBBER, *** YEOMAN, REF 2, FOR 1.5 IN AUTOMATIC PISTON VALVE ON SEWAGE EJECTOR | 0 | P | 4630Y SE
BGJ703T | AL | L-A-03-000-002 | 3 | GASKET | GASKET, SPIRAL WOUND, QA 3, GASKET, SPIRAL WOUND; STAINLESS STEEL AISI 304 AND ASBESTOS, 1.5 IN | 3 | P | 48200 SE
BGT867H | AL | T-A-01-000-002 | 1 | GASKET | GASKET, TYPICAL, QA 0, GASKET, SINGLE; ROUND, ASBESTOS FREE, FLANGE, FOR ICE CONDENSER | 0 | C | 4520N SE
BGV380L | AL | L-A-09-000-002 | 170 | GASKET | GASKET, TYPICAL, QA 3, GASKET, SINGLE; NEOPRENE, CONDUIT COVER, STYLEFORM 7, FOR 2 IN | 3 | P | 5975B SE
BGW034E | AL | L-A-09-000-002 | 2 | GASKET | GASKET, TYPICAL, QA 0, 1-3/4 IN, 1/16 IN, *** DUAL FLOW, WITH BLUE GYLON, FOR ATOMIZER ASSY AND COUPLING ON AUX | 0 | C | 4410C SE
BGW496G | AL | M-A-12-000-002 | 16 | GASKET | GASKET, TYPICAL, QA 3, FOR LIMITORQUE ACTUATOR, VITON, SET; GASKETS AND SEALS FOR LIMITORQUE VALVE OPERATOR, TYPE SB, SIZE 00 | 3 | P | 48200 SE
BHA711X | AL | T-A-01-000-002 | 2 | GASKET | GASKET, TYPICAL, QA 3, GASKET,VALVE,RELIEF, ; MONEL, GAG SCREW, REF 31, FOR 0.75 X 1 VALVE | 3 | P | 48200 SE
BHD588J | AL | M-A-11-000-002 | 41 | GASKET | GASKET, TYPICAL, QA 1, GASKET, SET; C/O ONE EA SILICONE TOP COVER GASKET, P/N EA187-90020 | 1 | B | 59300 SE
BHD829N | AC | - - - - | 1 | GASKET | GASKET, TYPICAL, QA 1, GASKET,EXHAUST TUBE,, ; ASBESTOS AND NEOPRENE, RM-K68,FOR PILOT EXH | 1 | P | 5730H SE
BHF456R | AL | M-A-12-000-002 | 1 | GASKET | GASKET, TYPICAL, QA 3, GASKET, SET; RUBBER, CONSISTS OF (A) ONE FRONT PLUNGER COVER GASKET | 3 | P | 4320U SE
BHG635L | AL | T-A-01-000-002 | 4 | GASKET | GASKET, TYPICAL, QA 0, GASKET, SINGLE; ROUND, NITRILE SYNTHETIC, 7 INDIA X 0.321 IN WIDE, FOR | 0 | P | 4320U SE
BHK783M | AC | - - - - | 2 | GASKET | GASKET, SPIRAL WOUND, QA 3, GASKET, SPIRAL WOUND; STAINLESS STEEL AISI 304 AND GRAFOIL FILLER | 3 | P | 4320U SE
BHK783M | AL | L-A-06-000-002 | 5 | GASKET | GASKET, SPIRAL WOUND, QA 3, GASKET, SPIRAL WOUND; STAINLESS STEEL AISI 304 AND GRAFOIL FILLER | 3 | P | 4320U SE
BHQ868K | AL | L-A-13-000-002 | 2 | GASKET | GASKET, TYPICAL, QA 3, GASKET, DIESEL ENGINE; INLET CONNECTION, FOR FIRE PUMP ON DIESEL | 3 | B | 2910O SE
BHQ870C | AL | L-A-13-000-002 | 2 | GASKET | GASKET, TYPICAL, QA 3, GASKET, DIESEL ENGINE; RELIEF VALVE, FOR FIRE PUMP ONDIESEL ENGINE *** | 3 | B | 2910O SE
BHT022R | AL | T-A-01-000-002 | 56 | GASKET | GASKET, BULK, QA 3, 1/2 IN, 50 FT, 5/16 IN, NEOPRENE, GASKETING STRIP WITH ADHESIVE BACK, BLACK, ASTM D1056 GR 2C1, | 3 | P | 5730H SE
BHT297T | AL | T-A-01-000-002 | 42 | GASKET | GASKET, TYPICAL, QA 3, GASKET,CONDUIT, ; GASKET SINGLE, CONDUIT, NEOPRENE, STYLE MARK 9, FOR | 3 | P | 5975B SE
BHT999R | AL | L-A-09-000-002 | 1 | GASKET | GASKET, TYPICAL, QA 3, GASKET, SINGLE; METALLIC, SOLID, BONNET, FOR GATE VALVE, 10 IN, FIG | 3 | C | 48200 SE
BHY792V | AL | L-A-09-000-002 | 21 | GASKET | GASKET, SPIRAL WOUND, QA 3, 1-1/4 IN, 1-7/8 IN, 2-1/2 IN, 1/8 IN, SS/GRAPHITE, 300 PSI, GASKET, SPIRAL WOUND; MATERIAL: SST 304 AND GRAPHITE | 3 | C | 5730H SE
BJA587X | AL | L-A-09-000-002 | 5 | GASKET | GASKET, SPIRAL WOUND, QA 3, 1-1/4 IN, SS/FLEXITE SUPER, 900 PSI, GASKET, SPIRAL WOUND; STAINLESS STEEL AISI 304 WITH FLEXITE SUPER | 3 | P | 5730H SE
BJB342P | AL | P-A-LL-ET0-062 | 20 | GASKET | GASKET, TYPICAL, QA 0, GASKET,VALVE,ISOLATI, ; ARMCO-IRON, SILVER PLATED, 90 BHN MAXIMUM | 0 | B | 48200 SE
BJB586T | AL | L-A-09-000-002 | 2 | GASKET | GASKET, TYPICAL, QA 3, GASKET,FIRE PUMP STR, ; COMPRESSED ASBESTOS, INSPECTION PORT, 0.125 X | 3 | P | 4730P SE
BJC854N | AL | L-A-02-000-002 | 1 | GASKET | GASKET, TYPICAL, QA 3, GASKET, DIESEL ENGINE; EXCHANGER, FOR FIRE PUMP, DIESEL ENGINE, MODEL | 3 | P | 2910O SE
BJC855L | AL | L-A-13-000-002 | 2 | GASKET | GASKET, TYPICAL, QA 3, GASKET, DIESEL ENGINE; PUMP, FOR FIRE PUMP, DIESEL ENGINE, MODEL | 3 | B | 2910O SE
BJC858E | AL | L-A-13-000-002 | 2 | GASKET | GASKET, TYPICAL, QA 3, GASKET, DIESEL ENGINE; SUCTION FLANGE, FOR FIRE PUMP,DIESEL ENGINE | 3 | B | 2910O SE
BJC859C | AL | L-A-13-000-002 | 2 | GASKET | GASKET, TYPICAL, QA 3, GASKET, DIESEL ENGINE; RECTANGULAR, WITH ONE BOLT HOLE ON EACH CORNER | 3 | B | 2910O SE
BJC861R | AL | L-A-13-000-002 | 6 | GASKET | GASKET, TYPICAL, QA 3, ENGINE, SEALING, GASKET, DIESEL ENGINE; HOUSING, FOR FIRE PUMP, DIESELENGINE, MODEL | 3 | B | 2910O SE
BJC862P | AL | L-A-13-000-002 | 2 | GASKET | GASKET, TYPICAL, QA 3, GASKET, DIESEL ENGINE; WITH THREE EACH BOLT HOLES ON OUTER EDGE, FOR | 3 | B | 2910O SE
BJC863M | AL | L-A-13-000-002 | 2 | GASKET | GASKET, TYPICAL, QA 3, GASKET, DIESEL ENGINE; SUCTION FLANGE, FOR FIRE PUMP,DIESEL ENGINE | 3 | B | 2910O SE
BJC865H | AL | L-A-13-000-002 | 4 | GASKET | GASKET, TYPICAL, QA 3, GASKET, DIESEL ENGINE; WATER HEAD COVER, FOR FIRE PUMP, DIESEL ENGINE | 3 | B | 2910O SE
BJH275D | AL | T-A-06-000-002 | 3 | GASKET | GASKET, TYPICAL, QA 3, GASKET,VALVE,MANIFOL, ; FOR VALVE POSITIONER, MODEL GP50A2040 *** | 3 | P | 48200 SE
BJM916C | AL | M-A-08-000-002 | 8 | GASKET | GASKET, TYPICAL, QA 3, GASKET, SET; ASBESTOS, HOUSING COVER, C/O THREE EACH PER SET, FOR | 3 | P | 48200 SE
BJN020P | AL | L-A-09-000-002 | 1 | GASKET | GASKET, TYPICAL, QA 3, GASKET,DOOR, ; RUBBER, 1.25 X 0.5 IN, MIL-R-900, DWG 3037-4 REV 2, | 3 | C | 5670A SE
BJN812K | AC | - - - - | 3 | GASKET | GASKET, TYPICAL, QA 3, GASKET, DIESEL ENGINE; VALVE PORT, LUBE OIL FILTER, FOR GENERATOR | 3 | C | 2910O SE
BJN905D | AL | T-A-06-000-002 | 6 | GASKET | GASKET, TYPICAL, QA 3, GASKET,ACTUATOR, ; RUBBER, MT BRACKET, 0.0625 THICK X 5 IN DIA, REF | 3 | P | 48200 SE
BJP609C | AL | L-A-13-000-002 | 3 | GASKET | GASKET, TYPICAL, QA 0, VALVE, *** BONNET, FOR A-436 VALVE | 0 | P | 48200 SE
BJP611Q | AL | L-A-13-000-002 | 12 | GASKET | GASKET, TYPICAL, QA 0, GASKET, SINGLE; PUMPER NOZZLE, TO FIT A-436 VALVE *** | 0 | P | 48200 SE
BJP612N | AL | L-A-13-000-002 | 6 | GASKET | GASKET, TYPICAL, QA 0, GASKET, SINGLE; DRAIN RING HOUSING TO FIT A-436 VALVE *** | 0 | P | 48200 SE
BJP623H | AL | T-A-05-000-002 | 10 | GASKET | GASKET, TYPICAL, QA 3, PUMP, VITON, FOR OIL FILTER, FLUITEK, MODEL P2610-30B AND CUNO 1-B2 HOUSING, FOR US | 3 | B | 4330N SE
BJR124R | AL | T-A-01-000-002 | 3 | GASKET | GASKET, TYPICAL, QA 3, GASKET, COVER; ASBESTOS FREE, 25.5 X 24.125 X0.125 IN, REF 9, FOR HPFP | 3 | P | 4730P SE
BJV642Q | AL | T-A-05-000-002 | 4 | GASKET | GASKET, TYPICAL, QA 3, GASKET, SINGLE; UNDER COVER, 4 X 4 WITH 0.25 IN HOLDES ON FOUR SIDES | 3 | B | 6105D SE
BJV880K | AL | T-A-03-000-002 | 13 | GASKET | GASKET, TYPICAL, QA 1, GASKET, DIESEL ENGINE; KEVLAR, WITH CLAY BINDER HEADER TO CORE LUBE | 1 | P | 2910O SE
BKB070T | AC | - - - - | 10 | GASKET | GASKET, TYPICAL, QA 3, 4-PASS, REVERSING, FOR COOLER,MODEL 05014-S-4 | 3 | P | 4420B SE
BKB782L | AL | M-A-09-000-002 | 13 | GASKET | GASKET, TYPICAL, QA 3, GASKET,ACTUATOR, ; FLAT, COVER, REF 7, FOR MANUALVALVE OPERATORS, SIZE | 3 | P | 48200 SE
BKB786C | AL | M-A-09-000-002 | 4 | GASKET | GASKET, TYPICAL, QA 3, GASKET,ACTUATOR, ; FLAT, 0.3125 IN, REF 20, FOR MANUAL VALVE | 3 | P | 48200 SE
BKC695A | AL | L-A-13-000-002 | 4 | GASKET | GASKET, TYPICAL, QA 0, GASKET, SINGLE; NEOPRENE RUBBER, 5 IN, REF X, FOR 5 IN FIRE HYDRANT | 0 | P | 4210N SE
BKF259F | AC | - - - - | 1 | GASKET | GASKET, TYPICAL, QA 3, GASKET, SET; VITON SEALS, FOR LIMITORQUE VALVE OPERATOR, TYPE SMB-00 | 3 | P | 48200 SE
BKG146P | AL | L-A-13-000-002 | 2 | GASKET | GASKET, TYPICAL, QA 3, GASKET,VLV,CHECK,SWI, ; CORRUGATED SOFT IRON, FOR 4 INBUTT WELD, 150 | 3 | B | 48200 SE
BKR584G | AL | M-A-16-000-002 | 8 | GASKET | GASKET, TYPICAL, QA 3, GASKET, SINGLE; BLINDHEAD, 2.6875 ID X 3.125 IN OD, FOR PRESSURE | 3 | B | 5730H SE
BLH005N | AL | L-A-09-000-002 | 4 | GASKET | GASKET, TYPICAL, QA 0, VALVE, *** RELIEF VALVE, FOR 2-PMP-20-001 | 0 | P | 4320U SE
BLH117K | AL | M-A-06-000-002 | 10 | GASKET | GASKET, SPIRAL WOUND, QA 1, GASKET, SINGLE; BONNET, FOR 6 IN, CLASS 150, CHECK VALVE, DWG NO | 1 | P | 48200 SE
BLH118H | AL | M-A-06-000-002 | 19 | GASKET | GASKET, TYPICAL, QA 1, GASKET, SINGLE; BEARING COVER, FOR 6 IN, CLASS150 CHECK VALVE, DWG | 1 | P | 48200 SE
BLH597A | AL | T-A-05-000-002 | 4 | GASKET | GASKET, TYPICAL, QA 3, GASKET, SET; AFTER COOLER CHANGEOUT, (ENGINE GASKET KIT), FOR EMD GM | 3 | B | 2910O SE
BLM860C | AL | M-A-07-000-002 | 2 | GASKET | GASKET, TYPICAL, QA 3, GASKET, KIT; FOR TRANE OIL PUMP, MODEL PMP14, ON TRANE RECIPROCATING | 3 | P | 4520N SE
BLN719W | AL | T-A-01-000-002 | 6 | GASKET | GASKET, TYPICAL, QA 0, GASKET,VALVE, ; MADE OF PLASTIC, FOR 4 IN DIVERTER VALVE, P/N 234-A141 | 0 | P | 48200 SE
BLN891G | AL | L-A-03-000-002 | 2 | GASKET | GASKET, SPIRAL WOUND, QA 3, GASKET, SPIRAL WOUND; BONNET VALVE, SPIRAL WOUND WITH FLEXITE SUPER | 3 | P | 48200 SE
BLP124P | AL | T-A-01-000-002 | 2 | GASKET | GASKET, SPIRAL WOUND, QA 3, GASKET, SPIRAL WOUND; GASKET, VALVE, SPIRAL WOUND, STAINLESS STEEL | 3 | P | 48200 SE
BLQ134F | AL | L-A-09-000-002 | 4 | GASKET | GASKET, TYPICAL, QA 0, VALVE, *** FOR 10 IN GLOBE VALVE, 150 LB, FIGURE 1531WE, BODY WCB, 150-500 | 0 | P | 48200 SE
BMD571B | AL | L-A-09-000-002 | 10 | GASKET | GASKET, TYPICAL, QA 0, PUMP, 3-11/16 IN, 6-9/16 IN, GASKET, SINGLE; HEAD, HI-PRESSURE, 3.6875 X 6.5625 IN, FOR AIR | 0 | P | 4320U SE
BNB381L | AL | M-A-13-000-002 | 10 | GASKET | GASKET, TYPICAL, QA 1, GASKET, DIESEL ENGINE; FUEL PUMP TO PIPE FLANGE, FOR DIESEL ENGINE | 1 | P | 2910O SE
BNF368P | AL | L-A-09-000-002 | 1 | GASKET | GASKET, TYPICAL, QA 0, VALVE, 5-1/8 IN, 12-1/4 IN, 1/16 IN, OVAL, GASKET, SINGLE; CORRUGATED METAL, OVAL 12.25 IN OD LONG, 6.25 IN OD | 0 | P | 48200 SE
BNF492N | AL | M-A-11-000-002 | 500 | GASKET | GASKET, TYPICAL, QA 0, GASKET, SINGLE; WAT 902-CNINDP *** | 0 | P | 5730H SE
BNF493L | AL | M-A-11-000-002 | 178 | GASKET | GASKET, TYPICAL, QA 0, 4-1/2 IN, 6 IN, 1/4 IN, GASKET, SINGLE; 4.5 X 6 X 0.25 IN, WITH 3 IN HOLE, WBT 902-CNHDAD *** | 0 | P | 48200 SE
BNF494J | AL | M-A-11-000-002 | 68 | GASKET | GASKET, TYPICAL, QA 0, *** FOR ICE CONDENSER, WBT 902-CNHDAD, DWG 3703-7, IT-1 | 0 | P | 4520N SE
BNH733G | AL | L-A-13-000-002 | 4 | GASKET | GASKET, SPIRAL WOUND, QA 0, 10-5/16 IN, 10-13/16 IN, 3/16 IN, SS, 300 PSI, GASKET, SPIRAL WOUND; MATERIAL: STAINLESS STEEL(SST), PRESSURE RA | 0 | P | 5730H SE
BNP166T | AL | L-A-13-000-002 | 1 | GASKET | GASKET, TYPICAL, QA 0, SEAL, ; OIL SEAL, HOUSING GASKET, REF 179, 15 HP, 6000 PSI, 18 CFM | 0 | P | 4310I SE
BNP168N | AL | L-A-13-000-002 | 2 | GASKET | GASKET, TYPICAL, QA 0, FILTER, *** OIL FILTER GASKET, FOR COMPRESSOR, FRESH AIR, MODEL SAC25E3, 15 | 0 | P | 4310I SE
BNP177M | AL | L-A-13-000-002 | 1 | GASKET | GASKET, TYPICAL, QA 0, ENGINE, *** CYLINDER HEAD, REF 59, FOR COMPRESSOR, FRESH AIR, MODEL SAC25E3 | 0 | P | 4310I SE
BNP537H | AL | M-A-06-000-002 | 10 | GASKET | GASKET, TYPICAL, QA 3, GASKET, SINGLE; NITRILE, FOR GAGE GLASSES, MODELS EEPX-508 AND | 3 | P | 6695D SE
BNQ627B | AL | L-A-09-000-002 | 6 | GASKET | GASKET, TYPICAL, QA 3, GASKET, SINGLE; VITON, FOR WEED RTD, MODEL N9017D TERMINAL HEAD *** | 3 | P | 6695D SE
BPH541K | AL | L-A-13-000-002 | 2 | GASKET | GASKET, TYPICAL, QA 3, GASKET, SINGLE; NON-ASBESTOS, CAP, DWG M-30, FOR 006.000 SENTRY PISTON | 3 | P | 48200 SE
BPQ025Q | AL | M-A-16-000-002 | 8 | GASKET | GASKET, SPIRAL WOUND, QA 3, GASKET, SPIRAL WOUND; MATERIAL: CARBON STEEL, NOMINAL SIZE: .94000 | 3 | B | 5730H SE
BPR053E | AL | T-A-01-000-002 | 1 | GASKET | GASKET, TYPICAL, QA 3, VALVE, 2 IN, 2-1/2 IN, 1/32 IN, GRAPHITE/STAINLESS STEEL, ROUND, *** SINGLE, BODY / BONNET GASKET, FOR 1" FISHER PRES | 3 | B | 48200 SE
BPT123P | AL | T-A-01-000-002 | 34 | GASKET | GASKET, TYPICAL, QA 3, GASKET, SINGLE; PAPER, BEARING CARRIER, 1.875 WIDTH X 6.625 ID X 8.5 | 3 | C | 4310I SE
BPW116A | AL | L-A-09-000-002 | 1 | GASKET | GASKET, SPIRAL WOUND, QA 3, GASKET, SPIRAL WOUND,SPARE P; STAINLESS STEEL TYPE 304 WITH FLEXICARB | 3 | B | 48200 SE
BPY429A | AL | T-A-01-000-002 | 9 | GASKET | GASKET, TYPICAL, QA 3, KIT/SET, SEALING, ,SPLIT WASHER, SPIN: RC1C1C, DRAWING 500B594 R2, FOR LOW PRESSURE SEAL | 3 | C | 4470C SE
BQD122N | AL | T-A-01-000-002 | 1 | GASKET | GASKET, TYPICAL, QA 0, GASKET, SINGLE; COMPRESSED NON-ASBESTOS W/NBR BINDER, GARLOCK | 0 | C | 48200 SE
BQD152D | AL | T-A-01-000-002 | 1 | GASKET | GASKET, TYPICAL, QA 0, GASKET, SINGLE; COMPRESSED NON-ASBESTOS W/NBR BINDER, GARLOCK | 0 | C | 48200 SE
BQJ865D | AL | P-A-LL-ET0-082 | 4 | GASKET | GASKET, TYPICAL, QA 1, GASKET, SINGLE; 1500 LB, 4.125 OD X 3.375 ID X 0.125 IN THK, FOR MAIN | 1 | C | 48200 SE
BQM954Y | AL | L-A-09-000-002 | 1 | GASKET | GASKET, TYPICAL, QA 3, GASKET, SINGLE; FLANGE GASKET, CRANITE FOR USE IN ROBERTSHAW LEVEL AC | 3 | B | 6695D SE
BQQ008K | AL | L-A-03-000-002 | 2 | GASKET | GASKET, TYPICAL, QA 3, GASKET, SINGLE; METALLIC, 0.6875 X 3.23 ID X 3.875 IN OD, PRESSURE | 3 | C | 48200 SE
BRC080D | AL | M-A-09-000-002 | 120 | GASKET | GASKET, TYPICAL, QA 3, GASKET, SINGLE; PAPER,ELBOW TO PUMP MAIN BEARING PORTION,FOR STANDARD | 3 | B | 2910O SE
BRG760B | AL | L-A-09-000-002 | 4 | GASKET | GASKET, TYPICAL, QA 3, GASKET, SINGLE; VALVE, FOR VELAN 3" GATE VALVE, FIGURE B10-064B-2T | 3 | B | 48200 SE
BRW061K | AL | L-A-13-000-002 | 6 | GASKET | GASKET, SPIRAL WOUND, QA 1, GASKET, SPIRAL WOUND,SPARE P; GASKET, STUFFING BOX, FOR SLC PMP, MODEL | 1 | B | 4320U SE
BRX866C | AL | L-A-09-000-002 | 3 | GASKET | GASKET, TYPICAL, QA 3, GASKET, SINGLE; GASKET, COOPER, OD 3.25 IN., ID. 2.5 IN., THICKNESS | 3 | C | 6630D SE
BTB952A | AL | L-A-06-000-002 | 2 | GASKET | GASKET, TYPICAL, QA 3, GASKET, SINGLE; PRESSURE SEAL, 24 INCH OD, STAINLESS STEEL, FOR 24 | 3 | C | 48200 SE
BTY337W | AL | M-A-08-000-002 | 9 | GASKET | GASKET, TYPICAL, QA 3, GASKET, SINGLE; NON-ASBESTOS, FOR APPLETON 2-1/2 AND 3 INCH TRADE SIZE | 3 | B | 5975B SE
BVC153X | AL | L-A-02-000-002 | 1 | GASKET | GASKET, TYPICAL, QA 3, GASKET, SINGLE; BONNET SEAL, MATERIAL: "A" NICKEL, FOR 12" WALWORTH | 3 | B | 48200 SE
BVC153X | AL | L-A-04-000-002 | 2 | GASKET | GASKET, TYPICAL, QA 3, GASKET, SINGLE; BONNET SEAL, MATERIAL: "A" NICKEL, FOR 12" WALWORTH | 3 | B | 48200 SE
BVE881H | AL | L-A-09-000-002 | 4 | GASKET | GASKET, TYPICAL, QA 0, VALVE, 2-1/2 IN, *** BONNET, FOR: A 2.5" - 600 LB ROCKWELL EDWARDS STOP CHECK VALVE | 0 | B | 48200 SE
BVE907T | AL | L-A-11-000-002 | 2 | GASKET | GASKET, TYPICAL, QA 1, GASKET, ASSY; GASKET, ASSY, BONNET SEAL, PATT 9522-21-1, REF DWG C-95 | 1 | C | 48200 SE
BVG526V | AL | L-A-09-000-002 | 3 | GASKET | GASKET, SPIRAL WOUND, QA 3, GASKET, SPIRAL WOUND,SPARE P; DARLING EQUALIZER VALVE, 22 X 18 X 22" | 3 | C | 48200 SE
BVG536Q | AL | L-A-09-000-002 | 1 | GASKET | GASKET, SPIRAL WOUND, QA 3, GASKET, SPIRAL WOUND,SPARE P; VELAN SWING CHECK VALVE, 6 IN, FIG | 3 | C | 48200 SE
BVH506X | AL | L-A-13-000-002 | 2 | GASKET | GASKET, TYPICAL, QA 3, VALVE, 10 IN, 900 PSI, GASKET, SINGLE; VALVE, FOR POWELL SWING CHECK VALVE, FIG 9061-AWE, | 3 | C | 48200 SE
BVH506X | AL | L-A-09-000-002 | 4 | GASKET | GASKET, TYPICAL, QA 3, VALVE, 10 IN, 900 PSI, GASKET, SINGLE; VALVE, FOR POWELL SWING CHECK VALVE, FIG 9061-AWE, | 3 | C | 48200 SE
BVH597Y | AL | L-A-13-000-002 | 1 | GASKET | GASKET, TYPICAL, QA 3, VALVE (BONNET), 10 IN, 14-1/2 IN, 15-1/2 IN, 3/32 IN, GRAFOIL, 150 PSI, SINGLE, FOR WM POWELL CO, GATE VALVE, FIG 150 | 3 | C | 48200 SE
BVH629C | AL | L-A-03-000-002 | 10 | GASKET | GASKET, TYPICAL, QA 3, GASKET, SINGLE; PLUG, REF C-16, FOR VACUUM PRIMING PUMP, MODEL | 3 | C | 4310I SE
BVH761C | TR | - - - - | 2 | GASKET | GASKET, SPIRAL WOUND, QA 3, GASKET, SINGLE; SPIRAL WOUND, 1/8 X 2-1/8 ID X 2-5/8 IN OD, BONNET | 3 | C | 48200 SE
BVH786V | AL | L-A-07-000-002 | 2 | GASKET | GASKET, TYPICAL, QA 3, CAP, 2-1/2 IN, 150 PSI, FOR WM POWELL CO, SWING CHECK VALVE, FIG 1561-A, DWG 037780 | 3 | C | 48200 SE
BVH833D | AL | L-A-13-000-002 | 1 | GASKET | GASKET, TYPICAL, QA 3, VALVE, 150 PSI, GASKET, SINGLE; BONNET, FOR WM POWELL CO, GATE VALVE, FIG 1523WE, SIZE | 3 | C | 48200 SE
BVH985M | AL | L-A-15-000-002 | 1 | GASKET | GASKET, TYPICAL, QA 0, GASKET, SINGLE; S.R., FOR 4 IN VALVE *** | 0 | B | 48200 SE
BVK683V | AL | L-A-13-000-002 | 8 | GASKET | GASKET, TYPICAL, QA 3, GASKET, SINGLE; NEOPRENE, INLET BONNET, FOR HPCI GLAND SEAL CONDENSER | 3 | B | 4420B SE
BVK852Y | AL | L-A-13-000-002 | 28 | GASKET | GASKET, TYPICAL, QA 0, VALVE, *** FOR GODDARD 1.5 (1 1/2) INCH SERIES 212, BRONZE GRYOGENIC GLOBE | 0 | C | 48200 SE
BVL225M | AL | L-A-03-000-002 | 3 | GASKET | GASKET, TYPICAL, QA 3, GASKET, SINGLE; PRESSURE SEAL FOR VELAN SSEING CHECK, 6". 600#,FIG | 3 | C | 48200 SE
BVP997F | AL | T-A-01-000-002 | 2 | GASKET | GASKET, TYPICAL, QA 0, GASKET, SINGLE; FR OUT FV CART, FOR A BROOKS ROTAMETER M/N 1305EZ12 | 0 | C | 6695D SE
BVR773V | AL | L-A-01-000-002 | 3 | GASKET | GASKET, TYPICAL, QA 3, GASKET, SINGLE; PRESSURE SEAL, FOR WM POWELL GATE VALVE, SIZE 20 IN | 3 | B | 48200 SE
BVT883F | AL | T-A-05-000-002 | 4 | GASKET | GASKET, TYPICAL, QA 3, GASKET, SINGLE; GASKET, SINGLE, VEGETABLE FIBER, FOR CLOW/EDDY FIRE | 3 | B | 4210N SE
BVV232L | AL | T-A-01-000-002 | 20 | GASKET | GASKET, TYPICAL, QA 3, GASKET, SINGLE; GASKET, COVER, 0.015" THICK FOR AUX F/W PUMP TURBINE | 3 | B | 2825G SE
BWE448R | AL | L-A-09-000-002 | 2 | GASKET | GASKET, TYPICAL, QA 3, PUMP, NITRILE, ROUND, GASKET, SINGLE; ROUND, NITRILE SYNTHETIC, FOR CHEMLINER HEAD TANK | 3 | B | 4320U SE
BWK198W | AL | T-A-01-000-002 | 2 | GASKET | GASKET, SPIRAL WOUND, QA 0, NON-ASBESTOS, 1.50 IN, 600 LB, BODY, FOR | 0 | C | 48200 SE
BWL625Y | AL | L-A-13-000-002 | 1 | GASKET | GASKET, TYPICAL, QA 3, CHECK VALVE, ARMCO IRON, CAP / BONNET, FOR 900 LB WM POWELL CO 4" SWING CHECK VALVE, | 3 | C | 48200 SE
BWQ257D | AL | P-A-LT-003-610 | 1 | GASKET | GASKET, TYPICAL, QA 3, ACTUATOR, NON-ASBESTOS, KIT, , NUCLEAR SERVICE, COMPLETE WITH ALL REQUIRED GASKETS AND VITON SEALS | 3 | B | 48200 SE
BWQ257D | TR | - - - - | 1 | GASKET | GASKET, TYPICAL, QA 3, ACTUATOR, NON-ASBESTOS, KIT, , NUCLEAR SERVICE, COMPLETE WITH ALL REQUIRED GASKETS AND VITON SEALS | 3 | B | 48200 SE
BWQ257D | AC | - - - - | 2 | GASKET | GASKET, TYPICAL, QA 3, ACTUATOR, NON-ASBESTOS, KIT, , NUCLEAR SERVICE, COMPLETE WITH ALL REQUIRED GASKETS AND VITON SEALS | 3 | B | 48200 SE
BWW205D | AL | L-A-09-000-002 | 6 | GASKET | GASKET, TYPICAL, QA 1, GASKET, SET; NON ASBESTOS, ELASTOMER SHEET MATERIAL, FOR ELLIS & WAT | 1 | B | 5730H SE
BWY936R | AL | L-A-13-000-002 | 8 | GASKET | GASKET, TYPICAL, QA 3, GASKET, SINGLE; SEAT, PT 12, FOR BLACK SIVALLS AND BRYSON CONTROL | 3 | C | 48200 SE
BWY961T | AL | L-A-13-000-002 | 6 | GASKET | GASKET, TYPICAL, QA 3, GASKET, SINGLE; SEALING PLUG, COPPER, FLAT, REF 31, FOR YARWAY LEVEL | 3 | C | 6695D SE
BXA007Y | AL | L-A-05-000-002 | 4 | GASKET | GASKET, TYPICAL, QA 3, GASKET, SINGLE; SYLPHON BASE, FOR LIQUID LEVEL FLOAT SWITCH, MODEL | 3 | B | 59300 SE
BXD050Q | AL | L-A-09-000-002 | 2 | GASKET | GASKET, TYPICAL, QA 0, ** FOR: RFPT "C" U-3. | 0 | B | 2825G SE
BXM834A | AL | L-A-13-000-002 | 5 | GASKET | GASKET, TYPICAL, QA 0, GASKET, SINGLE; ASBESTOS, 17A2, FOR FISHER CONTROLS CO PRESSURE | 0 | B | 48200 SE
BXN511X | AL | L-A-13-000-002 | 2 | GASKET | GASKET, TYPICAL, QA 0, GASKET, SINGLE; TEFLON, 000.031 THK X 001.375 ID X 002.125 IN OD | 0 | B | 48200 SE
BXN515M | AL | L-A-13-000-002 | 1 | GASKET | GASKET, TYPICAL, QA 0, GASKET, SINGLE; HEAD, FOR LIQUID LEVEL FLOAT SWITCH, MODEL 63.2, LOW | 0 | B | 59300 SE
BXN522Q | AL | L-A-13-000-002 | 3 | GASKET | GASKET, TYPICAL, QA 0, GASKET, SINGLE; CAP, FOR RELIEF VALVE, SIZE 3/4 X 1 IN, STYLE JR-SPEC | 0 | B | 48200 SE
BXQ824X | AL | L-A-03-000-002 | 2 | GASKET | GASKET, TYPICAL, QA 3, GASKET, SINGLE; TEFLON, BONNET GASKET FOR REGULATING VALVE, 1.5 INCH | 3 | C | 48200 SE
BXT058R | AL | L-A-03-000-002 | 1 | GASKET | GASKET, TYPICAL, QA 0, COVER, *** FOR EDWARD TESTABLE CHECK VALVE, FIG 970 JMMNY, SIZE 6" | 0 | B | 48200 SE
BXW259E | AL | T-A-06-000-002 | 5 | GASKET | GASKET, SPIRAL WOUND, QA 3, GASKET, SPIRAL WOUND,SPARE P; FLEXICARB,INCONEL AND HIGH PURITY | 3 | B | 4420B SE
BYB307G | AL | L-A-06-000-002 | 4 | GASKET | GASKET, TYPICAL, QA 3, GASKET, SINGLE; BONNET, DOUBLE JACKETED IRON W/MINERAL BOARD FILLER | 3 | C | 48200 SE
BYC092V | AL | L-A-09-000-002 | 6 | GASKET | GASKET, TYPICAL, QA 2, GASKET, ASSY; FOR CONTROL BAY CHILLERS, VICTAULIC COUPLINGS, REF | 2 | B | 4520N SE
BYL984M | AL | L-A-09-000-002 | 1 | GASKET | GASKET, TYPICAL, QA 3, , APPLICATION: FOR CRD (SYS 085) SUCTION FILTER ASS'Y, VENDOR DRAWING | 3 | B | 5730H SE
BYM873R | AL | M-A-11-000-002 | 1 | GASKET | GASKET, SPIRAL WOUND, QA 3, FLANGE, 8 IN, 9-3/16 IN, 11 IN, SS/FLEXICARB | 3 | B | 5730H SE
BYQ308B | AL | L-A-09-000-002 | 1 | GASKET | GASKET, SPIRAL WOUND, QA 3, 12 IN (1 FT), SS/FLEXICARB, 300 PSI, CG, GASKET, SPIRAL WOUND; MATERIAL: SST 304/FLEXICARB, NOMINAL SIZE: | 3 | B | 5730H SE
BYV202C | AL | L-A-13-000-002 | 10 | GASKET | GASKET, TYPICAL, QA 3, CELLULOSE, , SINGLE; FOR 12 INCH TYPE PTC & PTB PULL BOX P/N: 1203 & 1253. | 3 | B | 5975B SE
CAA486E | AL | L-A-09-000-002 | 3 | GASKET | GASKET, SPIRAL WOUND, QA 3, 2 IN, 2-3/4 IN, 4-3/8 IN, 0.175 IN, SS/FLEXICARB, 300-400-600 PSI | 3 | B | 5730H SE
CAA815M | AL | L-A-09-000-002 | 1 | GASKET | GASKET, SPIRAL WOUND, QA 3, 6 IN, SS/FLEXICARB, 150 PSI | 3 | B | 5730H SE
CAA952B | AL | L-A-07-000-002 | 1 | GASKET | GASKET, SPIRAL WOUND, QA 3, 8 IN, SS/FLEXICARB, 300 PSI, , 304SS | 3 | B | 5730H SE
CAB525R | AL | L-A-09-000-002 | 1 | GASKET | GASKET, SPIRAL WOUND, QA 3, 3/4 IN, SS/FLEXICARB, 300-400-600 PSI | 3 | B | 5730H SE
CAB534Q | AL | M-A-04-000-002 | 1 | GASKET | GASKET, SPIRAL WOUND, QA 3, 2 IN, SS/FLEXICARB, 150 PSI | 3 | B | 5730H SE
CAB907C | AL | L-A-09-000-002 | 1 | GASKET | GASKET, SPIRAL WOUND, QA 3, SS/GRAPHITE, 600 PSI, , APPLICATION: FOR 1 1/2" VELAN BOLTED BONNET PISTON CHECK VALVE, | 3 | B | 48200 SE
CAC220N | AL | L-A-13-000-002 | 7 | GASKET | GASKET, TYPICAL, QA 3, GASKET, DIESEL ENGINE; SINGLE, EXPANSION JOINT TO TURBO, (EXHAUST | 3 | C | 2910O SE
CAF693F | AL | T-A-01-000-002 | 5 | GASKET | GASKET, TYPICAL, QA 0, GASKET, SINGLE; BUSHING, STUFFINGBOX, FOR MAIN FEEDWATER PUMPS, BYRON | 0 | B | 4320U SE
CAH673B | AL | L-A-09-000-002 | 1 | GASKET | GASKET, SPIRAL WOUND, QA 3, GASKET, SPIRAL WOUND,SPARE P; 1-1/4" OD X 7/8" ID X 1/16" THK, 304 | 3 | B | 5730H SE
CAJ962Y | AL | L-A-05-000-002 | 2 | GASKET | GASKET, TYPICAL, QA 3, GRAPHITE, 150 PSI, PRESSURE SEAL, DWG. W9324102, ITEM 30, FOR 3/4" SS PISTON CHECK VALVE | 3 | B | 48200 SE
CAK285A | AL | L-A-09-000-002 | 2 | GASKET | GASKET, TYPICAL, QA 0, GASKET, SINGLE; STUFFING BOX TO CASING. ITEM NO. 363. FOR PUMP SIZE 4 | 0 | B | 4320U SE
CAP158W | AL | L-A-13-000-002 | 1 | GASKET | GASKET, SPIRAL WOUND, QA 3, 1-1/4 IN, 2-5/8 IN, 0.175 IN, SS/FLEXICARB, 150 PSI, R | 3 | B | 5730H SE
CAQ346N | AL | L-A-02-000-002 | 1 | GASKET | GASKET, SPIRAL WOUND, QA 3, VALVE, 1-1/4 IN, 1.590 IN, 1/8 IN, SS/FLEXICARB, 600 PSI, R, FOR 1/2 IN & 3/4 IN GATE VALVE MODEL 950W-3, AND 1/ | 3 | B | 48200 SE
CAR668T | AL | L-A-13-000-002 | 2 | GASKET | GASKET, TYPICAL, QA 3, GASKET, COMPRESSOR; UNLOADER BY-PASS VALVE, MATERIAL: NON-ASBESTOS | 3 | B | 4310I SE
CAW075X | AL | L-A-09-000-002 | 5 | GASKET | GASKET, TYPICAL, QA 0, GASKET, SINGLE; STANDARD, FOR MODEL 823DP TRANSMITTER. *** | 0 | B | 6695D SE
CAW112V | AL | L-A-13-000-002 | 2 | GASKET | GASKET, TYPICAL, QA 3, FOR LIMITORQUE ACTUATOR TYPE H4BC, SET, , GASKET AND SEAL SET, NON-ASBESTOS AND VITON, NUCLEAR | 3 | C | 48200 SE
CAX092Q | AL | L-A-09-000-002 | 10 | GASKET | GASKET, TYPICAL, QA 0, GASKET, SINGLE; GRAPHITE BASED PROCESS CONNECTOR GASKET, PART NO. | 0 | B | 6695D SE
CBJ266D | AL | L-A-09-000-002 | 1 | GASKET | GASKET, TYPICAL, QA 3, GASKET, VALVE; FOR 4" VELAN GATE VALVE, FIG. B12-2A5PS-2TS, DWG. | 3 | C | 48200 SE
CBP571E | AL | L-A-09-000-002 | 1 | GASKET | GASKET, SPIRAL WOUND, QA 3, GASKET, SPIRAL WOUND,SPARE P; SPIRAL WOUND, NON-ASBESTOS, 304 SS | 3 | B | 4420B SE
CBP571E | AL | P-A-LL-ET0-013 | 1 | GASKET | GASKET, SPIRAL WOUND, QA 3, GASKET, SPIRAL WOUND,SPARE P; SPIRAL WOUND, NON-ASBESTOS, 304 SS | 3 | B | 4420B SE
CBP631N | AL | L-A-09-000-002 | 7 | GASKET | GASKET, TYPICAL, QA 3, GASKET, VALVE; BONNET SEAL, MATERIAL: GRAPHITE PRESSURE SEAL RING AND | 3 | B | 48200 SE
CBV366T | AL | L-A-11-000-002 | 6 | GASKET | GASKET, TYPICAL, QA 3, GASKET, SINGLE; OIL PUMP, FOR CENTRIFUGAL REFERIGERATION UNIT NC-175 | 3 | B | 4320U SE
CBV366T | AL | Z-Z-ZZ-ZZZ-ZZZ | 10 | GASKET | GASKET, TYPICAL, QA 3, GASKET, SINGLE; OIL PUMP, FOR CENTRIFUGAL REFERIGERATION UNIT NC-175 | 3 | B | 4320U SE
CDJ068V | AL | L-A-05-000-002 | 4 | GASKET | GASKET, SPIRAL WOUND, QA 3, 2-1/2 IN, 3-3/8 IN, 3-3/4 IN, 1/8 IN, SS/FLEXICARB, 300-2500 PSI, R4, , 304SS | 3 | B | 5730H SE
CDL378B | AL | I-A-09-000-002 | 16 | GASKET | GASKET, TYPICAL, QA 0, GASKET, SINGLE; SENSOR, BAILEY P/N 1951751A1 | 0 | C | 6695D SE
CEC439L | AL | L-A-13-000-002 | 2 | GASKET | GASKET, SPIRAL WOUND, QA 3, GASKET, VALVE; PRESSURE SEAL, MATERIAL: 300SS/GRAPHITE, FOR 2" SOCKET | 3 | B | 48200 SE
CEC449H | AL | L-A-13-000-002 | 2 | GASKET | GASKET, TYPICAL, QA 3, GASKET, VALVE; PRESSURE SEAL, MATERIAL: GRAPHITE (ADVANSEAL), FOR 6"-9 | 3 | B | 48200 SE
CEE588Q | AL | L-A-13-000-002 | 9 | GASKET | GASKET, TYPICAL, QA 3, GASKET, SINGLE; ELASTAGRAPH GASKETS, 304 STAINLESS STEEL, FOR 150 LB | 3 | C | 4730P SE
CEE589N | AL | L-A-13-000-002 | 9 | GASKET | GASKET, TYPICAL, QA 3, GASKET, SINGLE; ELASTAGRAPH GASKETS, 304 STAINLESS STEEL, FOR 150 LB | 3 | C | 4730P SE
CEE651C | AL | L-A-05-000-002 | 9 | GASKET | GASKET, TYPICAL, QA 3, GASKET, SINGLE; ELASTAGRAPH GASKETS, 304 STAINLESS STEEL, FOR 150 LB | 3 | C | 4730P SE
CEE652A | AL | L-A-05-000-002 | 9 | GASKET | GASKET, TYPICAL, QA 3, GASKET, SINGLE; ELASTAGRAPH GASKETS, 304 STAINLESS STEEL, FOR 150 LB | 3 | C | 4730P SE
CEE713G | AL | L-A-05-000-002 | 9 | GASKET | GASKET, TYPICAL, QA 3, GASKET, SINGLE; ELASTAGRAPH GASKETS, 304 STAINLESS STEEL, FOR 150 LB | 3 | C | 4730P SE
CEE714E | AL | L-A-05-000-002 | 9 | GASKET | GASKET, TYPICAL, QA 3, GASKET, SINGLE; ELASTAGRAPH GASKETS, 304 STAINLESS STEEL, FOR 150 LB | 3 | C | 4730P SE
CEE716A | AL | L-A-05-000-002 | 4 | GASKET | GASKET, TYPICAL, QA 3, GASKET, SINGLE; ELASTAGRAPH GASKETS, 304 STAINLESS STEEL, FOR 150 LB | 3 | C | 4730P SE
CEE720Y | AL | L-A-05-000-002 | 4 | GASKET | GASKET, TYPICAL, QA 3, GASKET, SINGLE; ELASTAGRAPH GASKETS, 304 STAINLESS STEEL, FOR 150 LB | 3 | C | 4730P SE
CEE721H | AL | L-A-09-000-002 | 4 | GASKET | GASKET, TYPICAL, QA 3, GASKET, SINGLE; ELASTAGRAPH GASKETS, 304 STAINLESS STEEL, FOR 150 LB | 3 | C | 4730P SE
CEE722F | AL | L-A-09-000-002 | 4 | GASKET | GASKET, TYPICAL, QA 3, GASKET, SINGLE; ELASTAGRAPH GASKETS, 304 STAINLESS STEEL, FOR 150 LB | 3 | C | 4730P SE
CEE724B | AL | L-A-13-000-002 | 19 | GASKET | GASKET, TYPICAL, QA 3, GASKET, SINGLE; ELASTAGRAPH GASKETS, 304 STAINLESS STEEL, FOR 300 LB | 3 | C | 4730P SE
CEE730V | AL | L-A-13-000-002 | 9 | GASKET | GASKET, TYPICAL, QA 3, GASKET, SINGLE; ELASTAGRAPH GASKETS, 304 STAINLESS STEEL, FOR 300 LB | 3 | C | 4730P SE
CEE731E | AL | L-A-13-000-002 | 9 | GASKET | GASKET, TYPICAL, QA 3, GASKET, SINGLE; ELASTAGRAPH GASKETS, 304 STAINLESS STEEL, FOR 300 LB | 3 | C | 4730P SE
CEE733A | AL | L-A-09-000-002 | 9 | GASKET | GASKET, TYPICAL, QA 3, GASKET, SINGLE; ELASTAGRAPH GASKETS, 304 STAINLESS STEEL, FOR 300 LB | 3 | C | 4730P SE
CEE739X | AL | L-A-09-000-002 | 9 | GASKET | GASKET, TYPICAL, QA 3, GASKET, SINGLE; ELASTAGRAPH GASKETS, 304 STAINLESS STEEL, FOR 300 LB | 3 | C | 4730P SE
CEE740Q | AL | L-A-09-000-002 | 9 | GASKET | GASKET, TYPICAL, QA 3, GASKET, SINGLE; ELASTAGRAPH GASKETS, 304 STAINLESS STEEL, FOR 300 LB | 3 | C | 4730P SE
CEE741B | AL | L-A-09-000-002 | 4 | GASKET | GASKET, TYPICAL, QA 3, GASKET, SINGLE; ELASTAGRAPH GASKETS, 304 STAINLESS STEEL, FOR 300 LB | 3 | C | 4730P SE
CEE747Y | AL | L-A-09-000-002 | 4 | GASKET | GASKET, TYPICAL, QA 3, GASKET, SINGLE; ELASTAGRAPH GASKETS, 304 STAINLESS STEEL, FOR 300 LB | 3 | C | 4730P SE
CEE748W | AL | L-A-09-000-002 | 4 | GASKET | GASKET, TYPICAL, QA 3, GASKET, SINGLE; ELASTAGRAPH GASKETS, 304 STAINLESS STEEL, FOR 300 LB | 3 | C | 4730P SE
CEE749T | AL | L-A-09-000-002 | 4 | GASKET | GASKET, TYPICAL, QA 3, GASKET, SINGLE; ELASTAGRAPH GASKETS, 304 STAINLESS STEEL, FOR 300 LB | 3 | C | 4730P SE
CEF227L | AL | L-A-09-000-002 | 1 | GASKET | GASKET, TYPICAL, QA 3, GASKET, COVER; VITON, FOR SOR TYPE N4 HOUSING COVER. *** | 3 | B | 5730H SE
CEK562H | AL | L-A-13-000-002 | 1 | GASKET | GASKET, TYPICAL, QA 3, GASKET, *TYPICAL; TYPE: VALVE *** FLEXITALLIC GASKET, FOR 10" SCHUTE & | 3 | B | 48200 SE
CET188B | AL | L-A-13-000-002 | 1 | GASKET | GASKET, SPIRAL WOUND, QA 3, 0.125 IN, FOR 6" FORGED BOLTED BONNET SWING CHECK VALVE, | 3 | C | 48200 SE
CFL614D | AL | P-A-LL-ET0-026 | 2 | GASKET | GASKET, TYPICAL, QA 3, VALVE, *** BONNET, MATERIAL: TEFLON, FOR 6 INCH 300 LBS SOLID WEDGE GATE BUTT | 3 | B | 48200 SE
CGH001G | AC | - - - - | 3 | GASKET | GASKET, TYPICAL, QA 3, PUMP, VITON | 3 | B | 5730H SE
AKC855M | AL | 8-A-03-000-001 | 7 | GATE | GATE, SLIDE, QA 0, GATE, PULVERIZER; REF DWG 130223B, SYMBOL C, FOR PYRITES GATE ASSY | 0 | P | 4420H SE
ATW578P | AL | D-B-09-202-001 | 4 | GATE | GATE, SLIDE, QA 0, VALVE, METAL, ASH DISPOSAL; SLIDE, METAL, FOR VACUUM BREAKER AND | 0 | C | 4450C SE
ATW583Y | AL | D-B-11-201-000 | 1 | GATE | GATE, SLIDE, QA 0, DUMP, STEEL, DUMP, ON FLY ASH DISPOSAL SYSTEM | 0 | P | 4450C SE
ATW584W | AL | D-B-09-202-001 | 1 | GATE | GATE, SLIDE, QA 0, GATE, SLIDE,ASH DISPOSAL; SLIDE, FOR 7 INCH SLIDE VALVE,A-15138-34, ON | 0 | P | 4450C SE
BET665A | AL | D-B-09-202-001 | 2 | GATE | GATE, SLIDE, QA 0, GATE, SLIDE,ASH DISPOSAL; STEEL, FOR DRY FLY ASH DISPOSAL SYSTEM *** | 0 | P | 4450C SE
BET670W | AL | D-B-09-202-001 | 1 | GATE | GATE, SLIDE, QA 0, GATE, SLIDE,ASH DISPOSAL; STEEL, FOR DRY FLY ASH DISPOSAL SYSTEM *** | 0 | P | 4450C SE
BYX566R | AL | 9-A-01-003-001 | 1 | GATE | GATE, FENCE, QA 0, GATE, VEHICLE BARRIER; MANUALLY OPERATED (NON POWERED) DELTA MODEL NO. | 0 | D | 5660E SE
CLD434L | AL | D-B-09-202-001 | 2 | GATE | GATE, TYPICAL, QA 0, FOR STYLE IV ROTARY VALVE | 0 | C | 4450C SE
AJA192W | AL | J-B-12-009-001 | 8 | GAUGE | GAUGE, TYPICAL, QA 0, GAGE, SCREW PITCH; LINK, FOR MAIN TURBINE CONTROL VALVE SERVO MOTOR | 0 | P | 5210S SE
ARL085M | AL | A-A-01-000-001 | 1 | GAUGE | GAUGE, PRESSURE, QA 3, GAGE, PRESSURE,DIAL INDICA; 0 TO 160 PSIG, 6 IN DIAL, 0.25 IN NPT BACK | 3 | P | 6695D SE
ATN253K | AL | A-A-01-000-001 | 3 | GAUGE | GAUGE, PRESSURE, QA 0, 1/4 IN NPT, BRASS, 3-15 PSIG, 6 IN, CAST ALUMINUM, BACK, PHOSPHOR BRONZE, GAGE, PRESSURE,DIAL INDICA; 3 TO 15 PSIG, 6 | 0 | P | 6695D SE
ATN254H | AL | A-A-01-000-001 | 1 | GAUGE | GAUGE, PRESSURE, QA 0, 1/4 IN NPT, BRASS, 3-15 PSIG, 5 IN, CAST ALUMINUM, BACK, PHOSPHOR BRONZE, GAGE, PRESSURE,DIAL INDICA; 3 TO 15 PSIG, 5 | 0 | P | 6695D SE
ATN255F | AL | A-A-01-000-001 | 1 | GAUGE | GAUGE, PRESSURE, QA 0, 1/4 IN NPT, BRASS, 3-15 PSIG, 6 IN, CAST ALUMINUM, BACK, PHOSPHOR BRONZE, GAGE, PRESSURE,DIAL INDICA; 3 TO 15 PSIG, 6 | 0 | P | 6695D SE
AVD220N | AL | A-A-01-000-001 | 1 | GAUGE | GAUGE, COMPOUND, QA 0, PRESSURE/VACUUM/TEMPATURE, 100-750 DEG F, 1000-2000 PSIG, GAGE, CMPD,PRESS/VAC/TEMP; LIQUID LEVEL, 1000-2000 PSIG, 10 | 0 | P | 6695D SE
AWD208V | AL | A-A-01-000-001 | 2 | GAUGE | GAUGE, PRESSURE, QA 0, 1/4 IN MNPT, 0-5000 PSIG, 8-1/2 IN, PLASTIC, BOTTOM, INCONEL, GAGE, PRESSURE,DIAL INDICA; PRECISION, 0 TO 5000 PSIG | 0 | P | 6695D SE
AWH451W | AL | A-A-01-000-001 | 2 | GAUGE | GAUGE, COMPOUND, QA 0, PRESSURE/VACUUM, 1/4 IN NPT, 4-1/2 IN, 316 STAINLESS STEEL, BACK, 0-5 PSIG, 0-90 IN WATER, ALUMINUM, 316 STAINLESS ST | 0 | P | 6695D SE
AWM923Q | AL | A-A-01-000-001 | 2 | GAUGE | GAUGE, PRESSURE, QA 0, INDICATOR, PRESSURE; PNEUMATIC, ACTUATION GAGE PRESSURE, ONE POINTER | 0 | P | 6695D SE
AWN544V | AL | A-A-01-000-001 | 1 | GAUGE | GAUGE, PRESSURE, QA 0, 1/4 IN MNPT, 0-400 PSIG, 4-1/2 IN, BACK, STAINLESS STEEL, GAGE, PRESSURE,DIAL INDICA; 0 TO 40 PSIG, 4.5 IN DIAL, 0.25 | 0 | P | 6695D SE
AXB263N | AL | A-A-01-000-001 | 2 | GAUGE | GAUGE, PRESSURE, QA 0, 1/4 IN NPT, 0-600 PSIG, 3-1/2 IN, BACK, GAGE, PRESSURE,DIAL INDICA; 0 TO 600 PSIG, 3.5 IN DIAL, 0.25 IN NPT | 0 | P | 6695D SE
AXP693Y | AL | A-A-01-000-001 | 1 | GAUGE | GAUGE, PRESSURE, QA 0, 1/4 IN NPT, BRASS, 0-160 PSIG, 4-1/2 IN, ALUMINUM, BACK, PHOSPHOR BRONZE, GAGE, PRESSURE,DIAL INDICA; 0 TO 160 PSIG | 0 | P | 6695D SE
AXX340D | AL | A-A-01-000-001 | 1 | GAUGE | GAUGE, PRESSURE, QA 0, 1/4 IN NPT, BRONZE, 0-200 PSIG, 8-1/2 IN, CAST IRON, BACK, PHOSPHOR BRONZE, GAGE, PRESSURE,DIAL INDICA; 0 TO 200 PSIG | 0 | P | 6695D SE
BAY817H | AL | A-A-01-000-001 | 1 | GAUGE | GAUGE, PRESSURE, QA 0, 1/2 IN MNPT, 0-2000 PSIG, 8-1/2 IN, BOTTOM, GAGE, PRESSURE,DIAL INDICA; 0-2000 PSI, 8.5 IN DIAL, BOTTOM, 0.5 INCH | 0 | P | 6695D SE
BBD511V | AL | A-A-01-000-001 | 4 | GAUGE | GAUGE, PRESSURE, QA 0, 1/4 IN NPT, BRONZE, 0-5000 PSIG, 4-1/2 IN, CAST ALUMINUM, BACK, PHOSPHOR BRONZE, GAGE, PRESSURE,DIAL INDICA; 0 TO 500 | 0 | P | 6695D SE
BBN143G | AL | A-A-01-000-001 | 2 | GAUGE | GAUGE, PRESSURE, QA 0, 1/8 IN NPT, 0-30 PSIG, 1-1/2 IN, BACK, GAGE, PRESSURE,DIAL INDICA; 0 TO 30 PSIG, 0 TO 200 KPA, 1.5 IN DIAL | 0 | P | 6695D SE
BGL729W | AL | A-A-01-000-001 | 2 | GAUGE | GAUGE, PRESSURE, QA 0, 1/2 IN NPT, STAINLESS STEEL, 0-2000 PSIG, 4-1/2 IN, LOWER BACK, STAINLESS STEEL, GAGE, PRESSURE,DIAL INDICA; 0 TO 200 | 0 | P | 6695D SE
BKH686H | AL | A-A-01-000-001 | 1 | GAUGE | GAUGE, PRESSURE, QA 0, DIAL/INDICATING, 1/4 IN NPT, BRONZE, 0-150 IN/0-90 OZ, 4-1/2 IN, LOWER BOTTOM, GAGE, PRESSURE,DIAL INDICA; LEVEL, 0 T | 0 | P | 6695D SE
BKM857V | AL | A-A-01-000-001 | 1 | GAUGE | GAUGE, PRESSURE, QA 3, GAGE, DIFFERENTIAL,DIAL IN; 0 TO 10 PSI, 5 IN DIAL, BRASS CASE, O.25 | 3 | P | 6695D SE
BKN658W | AL | A-A-01-000-001 | 2 | GAUGE | GAUGE, PRESSURE, QA 0, 1/4 IN NPT, BRASS, 0-160 PSIG, 6 IN, ALUMINUM, BACK, BRONZE, GAGE, PRESSURE,DIAL INDICA; 0 TO 160 PSIG, 6 IN DIAL, 0. | 0 | P | 6695D SE
BKQ960Y | AL | A-A-01-000-001 | 2 | GAUGE | GAUGE, PRESSURE, QA 3, GAGE, PRESSURE,DIAL INDICA; 0 TO 14.739 PSIG, 4.5 IN DIAL,0.25 IN NPT | 3 | P | 6695D SE
BLH833Q | AL | A-A-01-000-001 | 1 | GAUGE | GAUGE, PRESSURE, QA 3, GAGE, PRESSURE,DIAL INDICA; 0 TO 100 PSIG, 4.5 IN DIAL, 0.25 IN NPT | 3 | P | 6695D SE
BLH842P | AL | A-A-01-000-001 | 1 | GAUGE | GAUGE, PRESSURE, QA 3, GAGE, PRESSURE,DIAL INDICA; 0 TO 4000 PSIG, 4.5 IN DIAL, 0.5 IN NPT | 3 | P | 6695D SE
BLH848B | AL | A-A-01-000-001 | 1 | GAUGE | GAUGE, PRESSURE, QA 3, GAGE, PRESSURE,DIAL INDICA; 0 TO 200 PSIG, 4.5 IN DIAL, 0.25 IN NPT | 3 | P | 6695D SE
BLV316R | AL | D-B-07-202-001 | 1 | GAUGE | GAUGE, PRESSURE, QA 0, 0-1500 PSIG, 4-1/2 IN, BOTTOM, GAGE, PRESSURE,DIAL INDICA; 0 TO 1500 PSIG, 4.5 IN DIAL, BOTTOM | 0 | P | 6695D SE
BLV317P | AL | D-B-07-202-001 | 1 | GAUGE | GAUGE, PRESSURE, QA 0, 0-2000 PSIG, 6 IN, BOTTOM, GAGE, PRESSURE,DIAL INDICA; 0 TO 2000 PSIG, 6 IN DIAL, BOTTOM | 0 | P | 6695D SE
BLV318M | AL | A-A-01-000-001 | 2 | GAUGE | GAUGE, PRESSURE, QA 0, STAINLESS STEEL, 0-10000 PSIG, 6 IN, ALUMINUM, BOTTOM, STAINLESS STEEL, GAGE, PRESSURE,DIAL INDICA; 0 TO 10000 PSIG | 0 | P | 6695D SE
BMF189X | AL | D-B-07-201-001 | 7 | GAUGE | GAUGE, PRESSURE, QA 0, 1/4 IN NPT, STAINLESS STEEL, 0-500 PSIG, 4-1/2 IN, STAINLESS STEEL, BOTTOM, INCONEL, GAGE, PRESSURE,DIAL INDICA; 0 TO | 0 | P | 6695D SE
BNN299C | AL | D-A-22-401-000 | 5 | GAUGE | GAUGE, TYPICAL, QA 0, GAGE, ; INDICATING, RACK SETTING. *** | 0 |  | 2910O SE
BNN331B | AL | D-A-20-402-001 | 10 | GAUGE | GAUGE, TYPICAL, QA 0, GAGE, ; PISTON COOLING OIL PIPE. *** | 0 |  | 2910O SE
BNP462N | AL | A-A-01-000-001 | 1 | GAUGE | GAUGE, PRESSURE, QA 0, DIFFERENTIAL, 0-50 IN H2O/0-60 IN H2O, 6 IN, SS, 5 IN/1 IN H2O/10 IN H2O, INDICATOR, PRESSURE; DIFFERENTIAL, 0 TO 60 | 0 | P | 6695D SE
BPN994K | AC | - - - - | 3 | GAUGE | GAUGE, TYPICAL, QA 0, GAGE, ; SET OF GO/NO/GO GAUGES, SIZES 22-18, 16-14, AND 12-10, FOR | 0 | C | 5120M SE
BPT303N | AL | P-A-LL-ET0-081 | 1 | GAUGE | GAUGE, TYPICAL, QA 0, GAGE, VALVE; EQUAL PERCENTAGE, FOR 1.5 IN VALVE, BODY TYPE ES, STYLE | 0 | C | 48200 SE
BTJ987J | AL | D-B-07-201-002 | 4 | GAUGE | GAUGE, FLOW, QA 0, GAGE, HEAVY EQUIPMENT; LIQUID FLOW, FOR LUBE OIL PUMP SUPPLIED WITH GE | 0 | B | 2910O SE
BVM350Q | AL | D-A-02-202-003 | 5 | GAUGE | GAUGE, LEVEL, QA 0, LIQUID, CARBON STEEL, 2500/1860 PSI, GAGE, LIQUID LEVEL; CARBON STEEL,TWO-SECTION,SERIES R-20,REFLEX GLASS | 0 | B | 6695D SE
BWB535E | AL | A-A-01-000-001 | 1 | GAUGE | GAUGE, PRESSURE, QA 3, INDICATOR, PRESSURE; DIFFERENTIAL, SCALE RANGE 0 TO 8 PSID | 3 | B | 6695D SE
BWF212J | AL | A-A-01-000-001 | 3 | GAUGE | GAUGE, PRESSURE, QA 1, INDICATOR, PRESSURE; NORYL CASE,PANEL MOUNT,ANALOG DISPLAY,4.5 IN | 1 | B | 6695D SE
BWJ406N | AL | A-A-01-000-001 | 70 | GAUGE | GAUGE, PRESSURE, QA 3, GAGE, PRESSURE,DIAL INDICA; 0 TO 15 PSIG, 2.5 IN DIAL, 0.25 IN NPT | 3 | B | 6695D SE
BWL923N | AL | A-A-01-000-001 | 4 | GAUGE | GAUGE, PRESSURE, QA 3, GAGE, PRESSURE; 0 TO 4000 PSIG, 2 IN DIAL, 0.5 IN NPT BOTTOM MALE TUBE | 3 | C | 6695D SE
BXR898T | AL | A-A-01-000-001 | 2 | GAUGE | GAUGE, PRESSURE, QA 3, GAGE, PRESSURE; 0 TO 15 PSI, 4.5 IN DIAL, 0.25 IN NPT BOTTOM | 3 | C | 6695D SE
CAP348P | AC | - - - - | 6 | GAUGE | GAUGE, PRESSURE, QA 2, DIAL/INDICATING, 1/4 IN NPT, BRASS, 0-400 PSI, 2-1/2 IN, STEEL, CENTER/BACK, 3-2-3 %, BRONZE, U-CLAMP MOUNTING. | 2 | B | 6695D SE
CAY160H | AL | D-B-07-202-001 | 1 | GAUGE | GAUGE, LEVEL, QA 3, GAGE, DIAL INDICATOR; LEVEL, 0-4000 PSI, 2 INCH DIAL, BRASS, 1/4 INCH | 3 | C | 5210S SE
CBH258H | AL | A-A-01-000-001 | 4 | GAUGE | GAUGE, PRESSURE, QA 0, 1/4 IN NPT, STAINLESS STEEL, 0-1500 PSIG, 4-1/2 IN, ALUMINUM, BACK, STAINLESS STEEL, GAGE, PRESSURE,DIAL INDICA; 0 TO | 0 | B | 6695D SE
CDP459V | AL | A-A-01-000-001 | 1 | GAUGE | GAUGE, LEVEL, QA 0, LIQUID, 3/4 IN, GAGE, LIQUID LEVEL; 3/4 INCH *** | 0 | B | 6695D SE
CGH505W | AC | - - - - | 1 | GAUGE | GAUGE, PRESSURE, QA 3, DIAL/INDICATING, 1/4 IN NPT, STAINLESS STEEL, 0-100 PSIG, 4-1/2 IN, BACK, STAINLESS STEEL | 3 | B | 6695D SE
CKB398E | AL | D-B-07-202-001 | 1 | GAUGE | GAUGE, PRESSURE, QA 1, DIAL/INDICATING, 1/4 IN NPT, 0-300 PSI, 4-1/2 IN, CAST ALUMINUM, BACK, PHOSPHOR BRONZE, PANEL MOUNT, INTERMEDIATE GRA | 1 | C | 6695D SE
ABW792J | AL | L-A-15-000-002 | 2 | GAUGE | GAUGE, PRESSURE, QA 2, DIAL/INDICATING, 1/2 IN NPT, BRASS, 0-2000 PSI, 6 IN, ALUMINUM, BACK, +/- 0.5 %, SS | 2 | B | 6695D SE
ADY590K | AL | M-A-10-000-002 | 3 | GAUGE | GAUGE, PRESSURE, QA 2, GAGE, PRESSURE,DIAL INDICA; PEN LOAD, 0 TO 2 GRAMS, 0.5 INCREMENTS | 2 | P | 6695D SE
AED181B | AL | L-A-13-000-002 | 1 | GAUGE | GAUGE, COMPOUND, QA 0, DIAL/INDICATING, 1/4 IN NPT, 0-100 PSIG, *** FIRST STAGE PRESSURE GAGE, GLYCERINE FILLED, STAINLESS STEEL | 0 | B | 6695D SE
AFX614D | AL | L-A-03-000-002 | 2 | GAUGE | GAUGE, COMPOUND, QA 0, PRESSURE/VACUUM, 1/4 IN NPT, 4-1/2 IN, BOTTOM, 0-30 IN PSIG, 0-30 IN HG, STAINLESS STEEL, BRONZE PHOSPHOR, GAGE, CMPD | 0 | P | 6695D SE
AJX014A | AL | M-A-02-000-002 | 3 | GAUGE | GAUGE, COMPOUND, QA 2, PRESSURE/VACUUM/TEMPATURE, 7/16 IN NPT, 2-1/2 IN, BACK, -100 TO 80 DEG F, 0-150 PSI, GAGE, CMPD,PRESS/VAC/TEMP; 30 IN | 2 | P | 6695D SE
AJY875Q | AL | L-A-03-000-002 | 3 | GAUGE | GAUGE, COMPOUND, QA 0, PRESSURE/VACUUM, 1/8 IN NPT, 2-1/2 IN, BRASS, BOTTOM, 0-150 IN PSIG, 0-30 IN, STEEL, GAGE, CMPD,PRESS/VAC,DIAL; 30 IN | 0 | P | 6695D SE
ALX414N | AL | M-A-07-000-002 | 1 | GAUGE | GAUGE, PRESSURE, QA 2, INDICATOR, PRESSURE; DIFFERENTIAL, BERYLLIUM COPPER BELLOWS, 3 IN | 2 | P | 6695D SE
AQD174A | AL | M-A-11-000-002 | 5 | GAUGE | GAUGE, PRESSURE, QA 3, DIAL/INDICATING, 1/4 IN, 0-5000 PSI, 4-1/2 IN, SS, BOTTOM, ALLOY STEEL, GAGE, PRESSURE,DIAL INDICA; 0 TO 5000 PSIG, 4 | 3 | P | 6695D SE
ARA560R | AL | M-A-09-000-002 | 1 | GAUGE | GAUGE, PRESSURE, QA 2, GAGE, PRESSURE,DIAL INDICA; 0 TO 30 PSIG, 0 TO 2.1 KILOGRAM/SQUARED | 2 | P | 6695D SE
ARL755B | AL | T-A-01-000-002 | 3 | GAUGE | GAUGE, COMPOUND, QA 3, PRESSURE/VACUUM, 1/4 IN NPT, 4 IN, BACK, 0-30 PSI, 0-30 IN HG, REFRIGERANT, ZERO ADJUSTABLE | 3 | P | 6695D SE
ATA941V | AL | M-A-01-000-002 | 2 | GAUGE | GAUGE, COMPOUND, QA 3, GAGE, CMPD,PRESS/VAC,DIAL; MINUS 10 TO 0 TO PLUS 10 PSI, 3.5 IN DIAL | 3 | B | 6695D SE
AVA597A | AL | L-A-09-000-002 | 1 | GAUGE | GAUGE, PRESSURE, QA 2, DIAL/INDICATING, 1/2 IN NPT, STEEL, 0-3000 PSI, 6 IN, ALUMINUM, LOWER, +/- 0.5 %, ALLOY STEEL | 2 | B | 6695D SE
AWR273H | AL | T-A-12-000-002 | 2 | GAUGE | GAUGE, PRESSURE, QA 3, GAGE, PRESSURE,DIAL INDICA; 0 TO 2500 PSIG, 4.5 IN DIAL, 0.5 IN NPT | 3 | P | 6695D SE
AXP140L | AL | M-A-10-000-002 | 2 | GAUGE | GAUGE, PRESSURE, QA 2, INDICATOR, PRESSURE; 0 TO 35 GPM, DIAL TYPE, WITH MOUNTING BRACKETS | 2 | P | 6695D SE
AYK203T | AL | L-A-03-000-002 | 7 | GAUGE | GAUGE, PRESSURE, QA 0, 1/2 IN NPT, 0-5000 PSIG, 6 IN, PLASTIC, BOTTOM, STAINLESS STEEL, GAGE, PRESSURE,DIAL INDICA; 0 TO 5000 PSIG, 6 IN DIA | 0 | P | 6695D SE
AYT167Y | AL | M-A-04-000-002 | 3 | GAUGE | GAUGE, PRESSURE, QA 1, GAGE, PRESSURE,DIAL INDICA; 0 TO 30 PSIG, 2 IN DIAL, 0.125 IN NPT MALE | 1 | P | 6695D SE
BAC075P | AC | - - - - | 1 | GAUGE | GAUGE, PRESSURE, QA 0, INDICATOR, FILTER WARNING,COMP; SEPARATOR, DIFFERENTIAL PRESSURE | 0 | P | 4310I SE
BAF501V | AL | M-A-07-000-002 | 4 | GAUGE | GAUGE, PRESSURE, QA 0, DIFFERENTIAL, 1/4 IN NPT, 0-150 IN H2O, 4-1/2 IN, PHENOLIC, BOTTOM, PHOSPHOR BRONZE, GAGE, DIFFERENTIAL,DIAL IN; 0 TO | 0 | P | 6695D SE
BAF502R | AL | M-A-07-000-002 | 6 | GAUGE | GAUGE, PRESSURE, QA 0, DIFFERENTIAL, 1/4 IN NPT, 0-50 IN H2O, 4-1/2 IN, PHENOLIC, BOTTOM, PHOSPHOR BRONZE, GAGE, DIFFERENTIAL,DIAL IN; 0 TO | 0 | P | 6695D SE
BAF503P | AL | M-A-07-000-002 | 6 | GAUGE | GAUGE, PRESSURE, QA 0, DIFFERENTIAL, 1/4 IN NPT, 0-300 IN H2O, 4-1/2 IN, PHENOLIC, BOTTOM, PHOSPHOR BRONZE, GAGE, DIFFERENTIAL,DIAL IN; 0 TO | 0 | P | 6695D SE
BBP573H | AL | M-A-10-000-002 | 6 | GAUGE | GAUGE, PRESSURE, QA 2, GAGE, DIFFERENTIAL,DIAL IN; 0 TO 50 IN WATER, 4 IN DIAL, 0.25 IN NPT | 2 | P | 6695D SE
BDA194G | AL | M-A-07-000-002 | 6 | GAUGE | GAUGE, COMPOUND, QA 0, PRESSURE/VACUUM, 1/4 IN NPT, 4-1/2 IN, 316L STAINLESS STEEL, BACK, 0-150 PSIG, ALUMINUM, 316L STAINLESS STEEL, GAGE | 0 | P | 6695D SE
BEM415V | AL | L-A-09-000-002 | 1 | GAUGE | GAUGE, COMPOUND, QA 2, GAUGE, COMPOUND; TYPE: PRESSURE/VACUUM; CONN. SIZE: 1/2 IN NPT; FACE | 2 | C | 6695D SE
BER632Y | AL | L-A-09-000-002 | 1 | GAUGE | GAUGE, PRESSURE, QA 0, DIAL/INDICATING, 1/4 IN NPT, BRASS, 0-100 PSI, 6 IN, POLYPROPYLENE, BACK, PHOSPHOR BRONZE, 6 IN DIAL ON 4.5 IN SYSTEM | 0 | C | 6695D SE
BJE656G | AL | L-A-03-000-002 | 3 | GAUGE | GAUGE, PRESSURE, QA 3, GAGE, PRESSURE,DIAL INDICA; 0 TO 30 PSIG, 1.5 IN DIAL, 0.125 IN NPT | 3 | P | 6695D SE
BJJ801E | AL | L-A-09-000-002 | 3 | GAUGE | GAUGE, PRESSURE, QA 0, 1/4 IN NPT, 0-60 PSIG, 4-1/2 IN, CAST ALUMINUM, BACK, PHOSPHOR BRONZE, GAGE, PRESSURE,DIAL INDICA; 0 TO 60 PSIG, 4.5 | 0 | P | 6695D SE
BJJ803A | AL | L-A-09-000-002 | 4 | GAUGE | GAUGE, PRESSURE, QA 0, 1/4 IN NPT, 0-300 PSIG, 4-1/2 IN, CAST ALUMINUM, BACK, PHOSPHOR BRONZE, GAGE, PRESSURE,DIAL INDICA; 0 TO 300 PSIG, 4. | 0 | P | 6695D SE
BKA679J | AL | M-A-06-000-002 | 1 | GAUGE | GAUGE, PRESSURE, QA 3, GAGE, DIFFERENTIAL,DIAL IN; 15-0-15 PSID, 4.5 IN DIAL, 0.25 IN NPT | 3 | P | 6695D SE
BKA679J | AL | M-A-07-000-002 | 1 | GAUGE | GAUGE, PRESSURE, QA 3, GAGE, DIFFERENTIAL,DIAL IN; 15-0-15 PSID, 4.5 IN DIAL, 0.25 IN NPT | 3 | P | 6695D SE
BLA361C | AL | M-A-07-000-002 | 2 | GAUGE | GAUGE, PRESSURE, QA 0, 1/2 IN MNPT, 0-3500 LB/IN/0-850 LB/IN, 6 IN, BACK, GAGE ASSY,DIAL INDIC, ; CONSISTING OF 2 EA GAGES AND 1EA MOUNTING | 0 | P | 6695D SE
BLD159P | AL | P-A-LL-ET0-064 | 20 | GAUGE | GAUGE, PRESSURE, QA 0, 1/4 IN MNPT, BRASS, 0-60 PSIG, 3 IN, BRASS, BOTTOM, PHOSPHOR BRONZE, GAGE, PRESSURE,DIAL INDICA; 0 TO 60 PSIG, 3 IN D | 0 | C | 6695D SE
BLD641N | AL | P-A-LL-ET0-078 | 100 | GAUGE | GAUGE, PRESSURE, QA 0, GAGE, PRESSURE,DIAL INDICA; AIR (BOTTLE), FOR SITE RADIOLOGICAL | 0 | C | 6695D SE
BLD642L | AL | P-A-LL-ET0-078 | 30 | GAUGE | GAUGE, PRESSURE, QA 0, GAGE, PRESSURE,DIAL INDICA; AIR (REGULATOR), FOR SITE RADIOLOGICAL | 0 | C | 6695D SE
BLF407M | AL | L-A-09-000-002 | 1 | GAUGE | GAUGE, PRESSURE, QA 0, 0-200 GPM/30-0-30 WC, 6 IN, STAINLESS STEEL, INDICATOR, PRESSURE; 0 TO 200 GPM READING, 500 SWP PSI, 6 IN FACE | 0 | P | 6695D SE
BLH558L | AL | L-A-09-000-002 | 1 | GAUGE | GAUGE, PRESSURE, QA 0, 1/4 IN MNPT, BRASS, 0-160 PSIG, 4-1/2 IN, STEEL, BOTTOM, PHOSPHOR BRONZE, GAGE, PRESSURE,DIAL INDICA; 0 TO 160 PSIG | 0 | P | 6695D SE
BMF154H | AL | M-A-01-000-002 | 2 | GAUGE | GAUGE, PRESSURE, QA 0, GAGE, PRESSURE,DIAL INDICA; PLUG, FOR HYDRAULIC CRIMPER DIE, P/N 29 | 0 | P | 6695D SE
BNN330Q | AL | L-A-09-000-002 | 4 | GAUGE | GAUGE, TYPICAL, QA 0, INSECTOR TIMING, GAGE, ; INSECTOR TIMING. *** | 0 | P | 2910O SE
BNP257P | AL | L-A-03-000-002 | 1 | GAUGE | GAUGE, PRESSURE, QA 0, OXYGEN, STAINLESS STEEL, 0-6000 PSIG, BACK, STAINLESS STEEL, GAGE, PRESSURE,DIAL INDICA; 0-6000 PSIG, BACK CONNECTION | 0 | P | 6695D SE
BNP258M | AL | L-A-03-000-002 | 1 | GAUGE | GAUGE, PRESSURE, QA 0, OXYGEN, STAINLESS STEEL, 0-10000 PSIG, BACK, STAINLESS STEEL, GAGE, PRESSURE,DIAL INDICA; 0-10000 PSIG, BACK CONNECTI | 0 | P | 6695D SE
BNP260E | AL | L-A-03-000-002 | 1 | GAUGE | GAUGE, PRESSURE, QA 0, BRASS, 0-100 PSI, BACK, BRONZE, GAGE, PRESSURE,DIAL INDICA; 0 TO 100 PSIG, BACK CONNECTION, BRONZE | 0 | P | 6695D SE
BNP263W | AL | L-A-03-000-002 | 1 | GAUGE | GAUGE, PRESSURE, QA 0, STAINLESS STEEL, 0-3000 PSIG, BACK, STAINLESS STEEL, GAGE, PRESSURE,DIAL INDICA; 0 TO 3000 PSIG, BACK CONNECTION, TYP | 0 | P | 6695D SE
BNP264T | AL | L-A-03-000-002 | 1 | GAUGE | GAUGE, PRESSURE, QA 0, STAINLESS STEEL, 0-6000 PSIG, BACK, STAINLESS STEEL, GAGE, PRESSURE,DIAL INDICA; 0 TO 6000 PSIG, BACK CONNECTION, TYP | 0 | P | 6695D SE
BNQ961Y | AL | P-A-LL-ET0-108 | 2 | GAUGE | GAUGE, TYPICAL, QA 0, GAGE, ; COLD CATHOCH GAUGE, VARION HELIUM LEAK DETECTOR, MODEL #938-41 | 0 | C | 5130U SE
BPP364G | AL | M-A-09-000-002 | 2 | GAUGE | GAUGE, PRESSURE, QA 3, GAGE, PRESSURE,DIAL INDICA; 0 TO 300 PSIG, 4.5 IN DIAL, 0.25 IN NPT | 3 | A | 6695D SE
BTE361J | AL | P-A-LL-ET0-081 | 3 | GAUGE | GAUGE, PRESSURE, QA 3, GAGE, PRESSURE; DIAL INDICATING, 6.0 INCH DIAL, SCALE 0 TO 60 PSIG | 3 | C | 6695D SE
BTE382A | AL | P-A-LL-ET0-081 | 3 | GAUGE | GAUGE, PRESSURE, QA 3, GAGE, PRESSURE; DIAL INDICATING, 6.0 INCH DIAL, SCALE 0 TO 160 PSIG | 3 | C | 6695D SE
BVM350Q | AL | M-A-01-000-002 | 3 | GAUGE | GAUGE, LEVEL, QA 0, LIQUID, CARBON STEEL, 2500/1860 PSI, GAGE, LIQUID LEVEL; CARBON STEEL,TWO-SECTION,SERIES R-20,REFLEX GLASS | 0 | B | 6695D SE
BVQ644C | AL | L-A-09-000-002 | 1 | GAUGE | GAUGE, PRESSURE, QA 3, GAGE, PRESSURE; RANGE 0 TO 60 PSIG, 1/4 INCH SPT BACK CONNECTION, 4 | 3 | B | 6695D SE
BWF065V | AL | L-A-09-000-002 | 1 | GAUGE | GAUGE, PRESSURE, QA 0, GAGE, PRESSURE; SPARE PART FOR PORTAL MONITOR *** | 0 | C | 6695D SE
CAF572V | AL | L-A-09-000-002 | 1 | GAUGE | GAUGE, PRESSURE, QA 3, INDICATOR, PRESSURE; DIGITAL, INPUT: 10-50MA, OUTPUT: 0 TO 1500 PSIG. | 3 | B | 6695D SE
CAG959X | AL | L-A-03-000-002 | 1 | GAUGE | GAUGE, PRESSURE, QA 3, GAGE, PRESSURE,DIAL INDICA; 4.5 IN DIAL, 316 SS TUBE/SOCKET, ALUMINUM | 3 | C | 6695D SE
CAP391N | AL | L-A-09-000-002 | 2 | GAUGE | GAUGE, COMPOUND, QA 2, DIAL/INDICATING, 1/4 IN NPT, 2-1/2 IN, BRASS, LOWER, 0-300 PSI, 0-30 IN HG, STEEL, BRONZE | 2 | B | 6695D SE
CAP705T | AL | L-A-05-000-002 | 1 | GAUGE | GAUGE, COMPOUND, QA 2, PRESSURE/VACUUM, 1/4 IN NPT, 4-1/2 IN, BRASS, BACK, 0-5 PSI, 0-10 IN HG, ALUMINUM, 2-1-2 %, BELLOWS MATERIAL: BRASS. | 2 | B | 6695D SE
CAV094Y | AL | L-A-09-000-002 | 2 | GAUGE | GAUGE, PRESSURE, QA 2, GAGE, PRESSURE; DIAL INDICATING, DURALIFE, GRADE 1A, 1.0% FULL SCALE | 2 | B | 6695D SE
CBE881D | AL | L-A-03-000-002 | 6 | GAUGE | GAUGE, PRESSURE, QA 0, 1/2 IN NPT, STAINLESS STEEL, 0-2500 PSIG, 4-1/2 IN, PHENOLIC, BOTTOM, STAINLESS STEEL, GAGE, PRESSURE,DIAL INDICA; 0- | 0 | C | 6695D SE
CBN817D | AL | L-A-09-000-002 | 1 | GAUGE | GAUGE, PRESSURE, QA 1, GAGE, PRESSURE,DIAL INDICA; RANGE: 0 TO 300 PSI, DIAL SIZE: 4.500 IN, | 1 | B | 6695D SE
CDT530C | AL | L-A-13-000-002 | 3 | GAUGE | GAUGE, PRESSURE, QA 3, DIAL/INDICATING, 1/2 IN NPT, 4-1/2 IN, BOTTOM, GAGE, PRESSURE; DIAL INDICATING, 0 TO 300 PSI, 4.5 IN DIAMETER DIAL, | 3 | C | 6695D SE
CDX421N | AL | M-A-01-000-002 | 31 | GAUGE | GAUGE, PRESSURE, QA 0, 1/8 IN, 0-100 PSIG, 2 IN, GAGE, PRESSURE; 2 INCH, 0-100 PSIG, 1/8" CONNECTION *** | 0 | B | 6695D SE
CED904F | AL | L-A-13-000-002 | 1 | GAUGE | GAUGE, PRESSURE, QA 0, DIAL/INDICATING, 1/4 IN NPT, BRASS, 0-500 PSI, 6 IN, POLYPROPYLENE, BACK, +/- 0.5 %, PHOSPHOR BRONZE, GAUGE, PRESSURE | 0 | B | 6695D SE
CEY225B | AL | L-A-09-000-002 | 2 | GAUGE | GAUGE, COMPOUND, QA 2, PRESSURE/VACUUM, 1/2 IN NPT, 4-1/2 IN, SS, LOWER, 0-60 PSI, -30 IN HG, ALUMINUM CASE, SS, +/- 0.5%, SILICON FILLED. | 2 | C | 6695D SE
CFE183D | AL | L-A-13-000-002 | 1 | GAUGE | GAUGE, PRESSURE, QA 3, GAUGE, PRESSURE; TYPE: DIAL/INDICATING; CONN. SIZE: 1/4 IN NPT; FACE | 3 | C | 6695D SE
ABF943T | AC | - - - - | 1 | GEAR | GEAR, TYPICAL, QA 0, SOOTBLOWER, *** TRAVELING, FOR COPES-VULCAN T-25E RETRACTABLE BLOWER | 0 | P | 4410C SE
ABW939E | AL | J-B-12-009-001 | 3 | GEAR | GEAR, WORM, QA 0, GEAR, WORM; BRONZE B427-908, SIZE 80 SIDE MOUNTED HANDJACK, FOR FISHER | 0 | P | 48200 SE
ADW082W | AL | A-A-01-000-001 | 3 | GEAR | GEAR, TYPICAL, QA 0, 96.400:1, *** FOR ELECTRODYNE AUTOMATIC VALVE OPERATOR, SIZE TN200, MODEL 64 | 0 | P | 3040D SE
ADW135B | AL | A-A-01-000-001 | 1 | GEAR | GEAR, SPUR, QA 0, *** FOR RECORDER | 0 | P | 3040D SE
AJC392A | AL | A-A-01-000-001 | 1 | GEAR | GEAR, HELICAL, QA 0, 2-1/2 IN, 3-1/2 IN, 19, STEEL, GEAR, HELICAL; STEEL, 19 TEETH, 3 IN DP, 3.5 IN FACE, 2.5 IN BORE | 0 | P | 3040D SE
ANF956D | AL | 5-B-01-301-000 | 7 | GEAR | GEAR, TYPICAL, QA 0, PINION, FOR DAMPER OPERATOR, MODEL HA-133-300, DWG SH-5101, ON BABCOCK | 0 | C | 4520N SE
ANH291X | AL | W-A-01-000-001 | 1 | GEAR | GEAR, WORM, QA 0, *** FOR LIMITORQUE VALVE OPERATOR, TYPE SMB, SIZE 5 X T, SN 68833A, ON | 0 | P | 48200 SE
ANW908N | AC | - - - - | 2 | GEAR | GEAR, PINION, QA 0, GEAR ASSY, LEVEL CONTROLLER; LOADER SHAFT AND PINION, FOR LC-6 HIGH | 0 | P | 6695D SE
APF638M | AC | - - - - | 6 | GEAR | GEAR, SPUR, QA 0, GEAR, SPUR; TRAVERSING GEAR BOX, FOR RW-2EWATERWALL DESLAGGER *** | 0 | P | 4410C SE
APH451V | AL | A-A-01-000-001 | 1 | GEAR | GEAR, PINION, QA 0, GEAR, ; PINION, C/W SHAFT, REF 6XA-15,FOR CONVERTO-GEAR MANUAL VALVE | 0 | P | 48200 SE
APH751F | AL | A-A-01-000-001 | 1 | GEAR | GEAR, TYPICAL, QA 0, PUMP, *** RING, REF 6XA-4, FOR CONVERTO-GEAR MANUAL VALVE OPERATOR, SIZE 6X | 0 | P | 48200 SE
AQF233A | AL | D-B-16-000-001 | 29 | GEAR | GEAR, TYPICAL, QA 0, *** FOR MODEL 10L2251 ANGLE GRINDER | 0 | P | 5130U SE
ARY909P | AC | - - - - | 3 | GEAR | GEAR, TYPICAL, QA 0, PUMP, *** IMPELLER, REF 1273 OR 1273A, FOR PUMP, GAS SIDE SEAL OIL, 2.5 GPM | 0 | P | 4320U SE
AVA244C | AC | - - - - | 1 | GEAR | GEAR, SPUR, QA 0, 80, 32, *** P/N 74, FOR MOD AM-3BF AIR MONITOR | 0 | P | 3040D SE
AVA312M | AC | - - - - | 1 | GEAR | GEAR, SPUR, QA 0, GEAR, SPUR; 64 TEETH,W/KEY SLOT,32 PITCH, P/N 72,FOR MOD AM-3BF AIR | 0 | P | 3040D SE
AVA839C | AL | D-A-06-202-000 | 1 | GEAR | GEAR, TYPICAL, QA 0, GEAR ASSY, ; STEEL, FOR COMPRESSOR, MODEL 17FA431C, S/N 500232, ON | 0 | P | 3040D SE
AVV769F | AL | A-A-01-000-001 | 1 | GEAR | GEAR, WORM, QA 0, 40, BRASS, *** DWG ITEM E6, FOR ICE MACHINE GEAR REDUCER, MOD DU50, RPM 1750 | 0 | P | 6105D SE
AWC965N | AL | A-A-01-000-001 | 4 | GEAR | GEAR, PINION, QA 0, GEAR, ; PINION, REF 104, FOR VALVE ACTUATOR, TYPE TN 20-107MB30, SN | 0 | P | 48200 SE
AWC971V | AL | A-A-01-000-001 | 4 | GEAR | GEAR, HELICAL, QA 0, GEAR, HELICAL; HELICAL, REF 74, FOR VALVE ACTUATOR, TYPE TN | 0 | P | 48200 SE
AWC975K | AL | A-A-01-000-001 | 3 | GEAR | GEAR, TYPICAL, QA 0, GEAR, ; REF 95, FOR VALVE ACTUATOR, TYPE TN 20-107MB30, SN 1429B621 | 0 | P | 48200 SE
AWC984J | AL | A-A-01-000-001 | 3 | GEAR | GEAR, WORM, QA 0, BRASS, *** REF 13, FOR VALVE ACTUATOR, TYPE TN 20-107MB30, SN 1429B621, C/W | 0 | P | 48200 SE
AWK284B | PR | N-B-01-000-000 | 1 | GEAR | GEAR, SET, QA 0, GEAR ASSY, GENERATOR; STEEL, C/O 1 LS DOUBLE HELICAL GEAR, TYPE | 0 | P | 3040D SE
AWW860X | AL | A-A-01-000-001 | 3 | GEAR | GEAR, BEVEL, QA 3, GEAR, BEVEL; STEEL, REF 13, FOR 006.000 IN,HAND OPERATED DIAPHRAGM | 3 | P | 48200 SE
AXT172C | AL | A-A-01-000-001 | 2 | GEAR | GEAR, WORM, QA 0, 62, STEEL, *** FOR ROTARY VALVE ACTUATOR, TYPE PB, SIZE 2, ORDER NO 351970E, S/N | 0 | P | 48200 SE
AXY053N | AL | D-B-05-202-002 | 3 | GEAR | GEAR, WORM, QA 0, STEEL, *** REF 207, FOR VALVE ACTUATOR, MODEL EB-000, JOB 11872-A-1, S/N | 0 | P | 3040D SE
AYF021B | AL | A-A-01-000-001 | 2 | GEAR | GEAR, TYPICAL, QA 0, CLUTCH, BRASS, *** FOR CONDUCTIVITY RECORDER, MODEL VKB01-351-F085-OCB-6A, PN | 0 | P | 3040D SE
AYR740B | AL | A-A-01-000-001 | 1 | GEAR | GEAR, SET, QA 0, GEAR SET, ; C/O GEAR REF 30 AND GEAR REF 31, FOR MIXER, MODEL NLDG-50 | 0 | P | 3040D SE
BAY647G | AL | A-A-01-000-001 | 5 | GEAR | GEAR, TYPICAL, QA 0, RECORDER, *** IDLER, FOR CONDUCTIVITY RECORDER, MODEL VKB01-351-F085-0CB-6A, PN | 0 | P | 3040D SE
BBQ840T | AL | A-A-01-000-001 | 1 | GEAR | GEAR, PINION, QA 0, 59, *** RING, REF 35, FOR WINCH ASSY CH-16, ON PETTIBONE CRANE, MODEL 70 | 0 | P | 3040D SE
BEJ212R | AL | A-A-01-000-001 | 1 | GEAR | GEAR, SPUR, QA 0, STEEL, *** 1300 RPM | 0 | P | 3040D SE
BEK215E | AL | A-A-01-000-001 | 1 | GEAR | GEAR, PINION, QA 0, GEAR ASSY, ; INTERNAL, W/PINION, REF 30 & 31, DWG L15894 AND L16117 | 0 | P | 5130U SE
BHA256V | AL | A-A-01-000-001 | 1 | GEAR | GEAR, WORM, QA 0, GEAR, WORM; WITHOUT DRIVE SLEEVE, FOR VALVE ACTUATOR, TYPE HBC-6, S/N | 0 | P | 48200 SE
BHX060D | AL | A-A-01-000-001 | 2 | GEAR | GEAR, BEVEL, QA 3, GEAR, BEVEL; STEEL, REF 100, FOR VALVE ACTUATOR, TYPE SBD-00, TYPICAL | 3 | P | 48200 SE
BLA836N | AL | A-A-01-000-001 | 4 | GEAR | GEAR, TYPICAL, QA 0, HOIST, STEEL, *** INTERMEDIATE, FOR HOIST, CAT 2N444-34F1 | 0 | P | 3040D SE
BNP809B | AL | 1-A-25-099-001 | 6 | GEAR | GEAR, TYPICAL, QA 0, GEAR, ; RING *** | 0 | P | 3040D SE
BQM897G | AL | D-B-07-101-003 | 3 | GEAR | GEAR, TYPICAL, QA 0, *** FOR MODEL R-150 & R-300 DEHUMIDIFIERS | 0 | C | 3040D SE
BTQ098A | AL | A-A-01-000-001 | 2 | GEAR | GEAR, SPUR, QA 1, GEAR, SPUR; STEEL, 107 TEETH, REDUCER, RATIO 358, INPUT RPM 1725 | 1 | B | 6105D SE
BVD783N | AC | - - - - | 1 | GEAR | GEAR, WORM, QA 1, 42, , SHAFT CLUTCH, SOFT CLUTCH | 1 | C | 48200 SE
BVQ300R | AL | A-A-01-000-001 | 5 | GEAR | GEAR, BEVEL, QA 1, GEAR, BEVEL; STEEL, 15 TEETH, PLANNET, FOR AIR STARTER, SIZE 150 BMP | 1 | B | 2910O SE
BXQ703B | AC | - - - - | 1 | GEAR | GEAR, TIMING, QA 0, GEAR, RECORDER; PULSE TIMING, FOR GE RECORDER, MODEL 8HG1A021041, TYP | 0 | B | 6695D SE
CAA462W | AL | D-B-07-301-001 | 1 | GEAR | GEAR, WORM, QA 1, , ITEM NO. 26, VENDOR DWG. NO. WD-5955, DELROYD GEAR P/N DG0249E-14, | 1 | C | 4730P SE
CAA467J | AL | D-B-07-301-001 | 1 | GEAR | GEAR, WORM, QA 1, , STRAINER, ITEM NO. 85, VENDOR DRAWING NO. WD-5955, FOR GEAR DRIVE | 1 | C | 4730P SE
AAT230R | AL | M-A-13-000-002 | 2 | GEAR | GEAR, SPUR, QA 2, GEAR, SPUR; CRANKSHAFT, FOR ELECTRO-MOTIVE DIV, GENERAL MOTORS | 2 | P | 2910O SE
AAT330M | AL | M-A-13-000-002 | 4 | GEAR | GEAR, SPUR, QA 2, GEAR, SPUR; PUMP DRIVE, FOR ELECTRO-MOTIVE DIV, GENERAL MOTORS | 2 | P | 2910O SE
ABE083F | AL | L-A-13-000-002 | 1 | GEAR | GEAR, WORM, QA 0, GEAR, DRIVE; 53-88-0900, WITH WORM, 10 TO 1RATIO, (MATCHED SET), REF | 0 | P | 3040D SE
ABJ385K | AL | L-A-09-000-002 | 3 | GEAR | GEAR, TYPICAL, QA 1, GEAR, ; CLUTCH,HANDWHEEL, REF 42, FOR LIMITORQUE VALVE OPERATOR, TYPE | 1 | P | 48200 SE
ACW547R | AL | L-A-09-000-002 | 2 | GEAR | GEAR, SPUR, QA 3, GEAR, SPUR; 64 TOOTH, 64P, FOR LEEDS AND NORTHRUP SPEEDOMAX H RECORDER | 3 | P | 6695D SE
ACY995K | AL | M-A-10-000-002 | 3 | GEAR | GEAR, SPUR, QA 2, GEAR, SPUR; PLASTIC, FOR RECORDER, MODEL 6400H AND/OR TYPE 1800, 2 | 2 | P | 6695D SE
AEW141A | AL | L-A-09-000-002 | 3 | GEAR | GEAR, WORM, QA 3, GEAR, WORM; BALANCING MOTOR, SPIRAL, FOR LEEDS AND NORTHRUP SPEEDOMAX | 3 | P | 6695D SE
AFF982P | AL | L-A-09-000-002 | 29 | GEAR | GEAR, PINION, QA 0, GEAR, BEVEL; BEVEL, ITEM 3, FOR TYPE AFP, SIZE 60, SN 18801880-AR *** | 0 | P | 3040D SE
AGJ771F | AL | L-A-09-000-002 | 2 | GEAR | GEAR, WORM, QA 0, 49, *** SHAFT, FOR LIMITORQUE VALVE OPERATOR, TYPE SMB-0, TYPICAL SN | 0 | P | 48200 SE
AGW502Q | AL | L-A-13-000-002 | 2 | GEAR | GEAR, TYPICAL, QA 0, GEAR, ; "B", RATIO 625:1, 10 & 50T, FOR TRIDENT 1-1/2" COLD WATER | 0 | P | 3040D SE
AGW601N | AL | L-A-13-000-002 | 1 | GEAR | GEAR, TYPICAL, QA 0, GEAR, ; CHANGE, FOR TRIDENT 001.500 IN CREST METER, ON COCHRAN | 0 | P | 3040D SE
AGW601N | AL | L-A-09-000-002 | 4 | GEAR | GEAR, TYPICAL, QA 0, GEAR, ; CHANGE, FOR TRIDENT 001.500 IN CREST METER, ON COCHRAN | 0 | P | 3040D SE
AGW802C | AL | L-A-13-000-002 | 1 | GEAR | GEAR, TYPICAL, QA 0, TRAIN, *** COMPLETE, FOR TRIDENT 1-1/2" CREST METER, SN 18979998 AND 999, ON | 0 | P | 3040D SE
AGW901A | AL | L-A-13-000-002 | 1 | GEAR | GEAR, WORM, QA 0, 12/30, 100:1, *** "C" RATIO 100:1, FOR TRIDENT 1-1/2" COLD WATER CREST METER, ALARM | 0 | P | 3040D SE
AGY190H | AL | L-A-09-000-002 | 1 | GEAR | GEAR, WORM, QA 0, 25, *** SHAFT, FOR LIMITORQUE VALVE OPERATOR, TYPE SMB-000 | 0 | P | 48200 SE
AHW844L | AL | L-A-09-000-002 | 2 | GEAR | GEAR, TYPICAL, QA 3, GEAR ASSY, ; FOR SPEEDOMAX W AND/OR H COMPUTER BACKUP *** | 3 | P | 6630D SE
AJG072Y | AL | L-A-07-000-002 | 1 | GEAR | GEAR, TYPICAL, QA 0, GEAR, ; DRIVEN, 24 IN PITCH DIA, C I, ITEM 43, FOR AUTOMATIC WATER | 0 | P | 3040D SE
AJP185N | AL | L-A-09-000-002 | 2 | GEAR | GEAR, PINION, QA 0, GEAR, ; PINION, ROTOR, FOR AIR STARTERSIZE 150 BMP, MODEL D89RH46 & | 0 | P | 3040D SE
AJP884V | AL | L-A-13-000-002 | 2 | GEAR | GEAR, TYPICAL, QA 0, GEAR, ; PLANET, FOR INGERSOLL-RAND AIR STARTER, SIZE 150 BMP, MODEL | 0 | P | 3040D SE
AJW571P | AL | L-A-13-000-002 | 3 | GEAR | GEAR, SPUR, QA 0, *** FOR LEEDS AND NORTHRUP H&W RECORDERS | 0 | P | 6695D SE
ALV277G | AL | L-A-13-000-002 | 2 | GEAR | GEAR, TYPICAL, QA 0, GEAR, ; CAT A-H-14, FOR ELEMENT ASSY 3278K60, ON GE STRIP CHART | 0 | P | 6695D SE
ALV278E | AL | L-A-13-000-002 | 11 | GEAR | GEAR, TYPICAL, QA 0, RECORDER, 48, *** PULSE, FOR GE SUPERVISORY INSTURMENT STRIP CHART RECORDER, TYPE | 0 | B | 6695D SE
ALV378A | AL | L-A-09-000-002 | 5 | GEAR | GEAR, TYPICAL, QA 0, RECORDER, *** CAT A-E-7, FOR ELEMENT ASSY 3278K60, ON GE STRIP CHART RECORDER | 0 | P | 6695D SE
AMT426Q | AL | M-A-13-000-002 | 2 | GEAR | GEAR, TYPICAL, QA 2, GEAR, DRIVE; UPPER, IDLER, LH ROTATION, FORELECTRO-MOTIVE DIV, GENERAL | 2 | P | 2910O SE
AMV364F | AL | L-A-13-000-002 | 3 | GEAR | GEAR, TYPICAL, QA 0, GEAR, ; COMPENSATING, FOR FOXBORO PNEUMATIC FLOW INTEGRATOR, MODEL | 0 | P | 6695D SE
APD739R | AL | L-A-09-000-002 | 4 | GEAR | GEAR, TYPICAL, QA 0, GEAR, ; REF 10.7, FOR SENTRY CENTRIFUGAL REFRIGERATION UNIT NC 175 | 0 | P | 4520N SE
APW100D | AL | L-A-13-000-002 | 1 | GEAR | GEAR, TYPICAL, QA 0, RECORDER, *** FOR REPUBLIC FLOW METER RECORDER, MODEL 2550 | 0 | P | 6695D SE
AQM699V | AL | L-A-13-000-002 | 3 | GEAR | GEAR, TYPICAL, QA 0, GEAR, RECORDER; SPEED, FOR GE RECORDER, MODEL 8HG1A100155, 8HG1A100156 | 0 | B | 6695D SE
AQM700J | AL | L-A-13-000-002 | 4 | GEAR | GEAR, TYPICAL, QA 0, RECORDER, *** CHART DRIVE, FOR GE RECORDER, MODEL 8HG1A100155 AND MODEL | 0 | B | 6695D SE
AQV180J | AL | L-A-09-000-002 | 1 | GEAR | GEAR, WORM, QA 0, GEAR, WORM; SHAFT, REF 41, FOR LIMITORQUE VALVE OPERATOR TYPE SMB-000 | 0 | P | 48200 SE
ARJ005R | AL | M-A-01-000-002 | 1 | GEAR | GEAR, WORM, QA 0, *** FOR FR141-144 CONTROLLED VOLUME PUMP (HYDRAZINE), FLANGED DRIVE | 0 | P | 3040D SE
ARJ288T | AL | T-A-01-000-002 | 1 | GEAR | GEAR, PINION, QA 0, GEAR, PINION; BALANCE MOTOR, FOR CHART DRIVE300 ON MULTIPOINT | 0 | P | 3040D SE
AVA146C | AL | L-A-13-000-002 | 1 | GEAR | GEAR, TYPICAL, QA 0, 12, ** WITH SHAFT, FOR VARIABLE FREQUENCY MG SET ELECTRIC CONTROL DRIVE, | 0 | P | 6695D SE
AVA244C | AL | L-A-15-000-002 | 2 | GEAR | GEAR, SPUR, QA 0, 80, 32, *** P/N 74, FOR MOD AM-3BF AIR MONITOR | 0 | P | 3040D SE
AVA280K | AL | L-A-13-000-002 | 1 | GEAR | GEAR, SPUR, QA 0, 24, 32, *** P/N 77, FOR MOD AM-3BF AIR MONITOR | 0 | P | 3040D SE
AVA290G | AL | L-A-15-000-002 | 4 | GEAR | GEAR, SPUR, QA 0, GEAR, SPUR; 32 TEETH,W/ALLEN SCREW, 32 PITCH,P/N 76,FOR MOD AM-3BF AIR | 0 | P | 3040D SE
AVA304M | AL | L-A-13-000-002 | 2 | GEAR | GEAR, SPUR, QA 0, GEAR, SPUR; 32 TEETH,W/KEY SLOT,32 PITCH, P/N 78 FOR MOD AM-3BF AIR | 0 | P | 3040D SE
AVA312M | AL | L-A-13-000-002 | 1 | GEAR | GEAR, SPUR, QA 0, GEAR, SPUR; 64 TEETH,W/KEY SLOT,32 PITCH, P/N 72,FOR MOD AM-3BF AIR | 0 | P | 3040D SE
AVC842D | AL | M-A-10-000-002 | 2 | GEAR | GEAR, WORM, QA 1, GEAR ASSY, ; WORM AND DRIVE SLEEVE, HARDWARE PC #5, FOR VALVE | 1 | P | 48104 SE
AWT291A | AL | M-A-06-000-002 | 2 | GEAR | GEAR, SPUR, QA 0, 36, PLASTIC, *** PLASTIC IDLER, YOKE SHAFT, FOR MULTIPOINT RECORDER, MODEL M11E-48 | 0 | P | 3040D SE
AXG444Q | AL | T-A-01-000-002 | 1 | GEAR | GEAR, HELICAL, QA 0, 3/4 IN, 2-3/4 IN, 120, NYLON, FOR MULTIPOINT RECORDERS, SERIES 165 AND 250 | 0 | P | 6695D SE
AYH242R | AL | M-A-10-000-002 | 2 | GEAR | GEAR, TYPICAL, QA 2, DIESEL GENERATOR, 17.9:1, GEAR ASSY, ; STEEL, FOR TURBOCHARGER SPRINGDRIVE, LEFT HAND ROTATION, | 2 | P | 2910O SE
AYK665J | AL | M-A-09-000-002 | 12 | GEAR | GEAR, PINION, QA 2, GEAR, BEVEL; STEEL, 15 TEETH, PLANNET, FOR AIR STARTER, SIZE 150 BMP | 2 | P | 2910O SE
AYV281V | AL | M-A-16-000-002 | 3 | GEAR | GEAR, SPUR, QA 3, GEAR, SPUR; STEEL, HANDWHEEL, FOR VALVE, ACTUATOR, TYPE SMB-O. *** | 3 | P | 48200 SE
BAA530Q | AL | T-A-12-000-002 | 4 | GEAR | GEAR, SPUR, QA 0, STEEL, *** FOR INDUCTION MOTOR, TYPE UIM8P15, P/N 9179-0500, 115 VAC, 15 | 0 | P | 3040D SE
BBH732N | AL | M-A-01-000-002 | 2 | GEAR | GEAR, SPUR, QA 0, 28, *** FOR PUMP, ID 838-923-220, S/N 78-94531, ON RADIATION MONITOR | 0 | P | 4310I SE
BBQ905E | AL | M-A-01-000-002 | 1 | GEAR | GEAR, SPUR, QA 0, STEEL, *** ANTIBACKLASH, REF 34, FOR CHAIN HOIST, RATCHET LEVER, MODEL MA-30 | 0 | P | 3040D SE
BHD744Y | AL | M-A-08-000-002 | 1 | GEAR | GEAR, WORM, QA 1, GEAR, WORM; FOR VALVE ACTUATOR, SMB-00 *** | 1 | P | 48200 SE
BJE373W | AL | M-A-12-000-002 | 6 | GEAR | GEAR, WORM, QA 1, GEAR, WORM; VALVE ACTUATOR, TYPE SMB-00, SN 137181, FOR 6200 SB-00 AND | 1 | P | 48200 SE
BJN036W | AL | M-A-12-000-002 | 10 | GEAR | GEAR, WORM, QA 1, GEAR, WORM; 45 TEETH, FOR VALVE OPERATOR, TYPE SMB-00, S/N 140638, SO | 1 | P | 48200 SE
BLP052D | AL | M-A-01-000-002 | 2 | GEAR | GEAR, WORM, QA 0, 45, STEEL, *** SHAFT, FOR VALVE ACTUATOR, UNIT SIZE SMB-00 | 0 | P | 48200 SE
BRE030J | AL | M-A-12-000-002 | 6 | GEAR | GEAR, TYPICAL, QA 1, GEAR BOX ASSY, ACTUATOR; W/ROTORS,NUCLEAR,LUBRICATED WITH MOBIL 28 | 1 | B | 48200 SE
BTR138W | AL | P-A-LL-ET0-108 | 2 | GEAR | GEAR, TYPICAL, QA 3, GEAR, ; DWG A-7650, FOR REFUEL FLOOR OVERHEAD CRANE, MODEL E-5589 *** | 3 | C | 3950F SE
BTR287B | AL | L-A-09-000-002 | 2 | GEAR | GEAR, PINION, QA 0, 17, *** MOTOR, REF 16, FOR LIMITORQUE VALVE OPERATOR, TYPE PB-2, WG | 0 | C | 48200 SE
BTR316Y | AL | L-A-09-000-002 | 1 | GEAR | GEAR, PINION, QA 0, 61, *** INTERMEDIATE, FOR VALVE OPERATOR, TYPE PB-2 DWG D-74182. | 0 | C | 48200 SE
BWG641M | AL | L-A-05-000-002 | 2 | GEAR | GEAR, TYPICAL, QA 3, GEAR ASSY, PUMP; HIGH SPEED, REF 40-1, GEAR MOTOR, MODEL 5K326PK233-A/ | 3 | C | 4320U SE
BXL179M | AL | L-A-13-000-002 | 6 | GEAR | GEAR, BEVEL, QA 3, GEAR, BEVEL; 2 PER SET, FOR REFUELING PLATFORM FUEL GRAPPLE MAIN HOIST | 3 | C | 3950F SE
BXQ695E | AL | L-A-13-000-002 | 4 | GEAR | GEAR, TYPICAL, QA 0, GEAR ASSY, RECORDER; CAT A-P-7, FOR ELEMENT ASSY 3278K60, ON GE STRIP | 0 | B | 6695D SE
BXQ701F | AL | L-A-13-000-002 | 4 | GEAR | GEAR, TYPICAL, QA 0, RECORDER, *** SPEED CHANGE, FOR GE RECORDER, MODEL 8HG1A021041, TYP SN 431-4834 | 0 | B | 6695D SE
BXQ703B | AL | L-A-13-000-002 | 5 | GEAR | GEAR, TIMING, QA 0, GEAR, RECORDER; PULSE TIMING, FOR GE RECORDER, MODEL 8HG1A021041, TYP | 0 | B | 6695D SE
BXQ746P | AL | L-A-13-000-002 | 3 | GEAR | GEAR, TYPICAL, QA 0, RECORDER, *** SPEED CHANGE, FOR GE RECORDER, MODEL 8HG1A021041, TYP SN 431-4834 | 0 | B | 6695D SE
BXQ752W | AL | L-A-13-000-002 | 4 | GEAR | GEAR, TYPICAL, QA 0, GEAR ASSY, RECORDER; BUSHING, FOR GE RECORDER, MODEL 8HG1A021041, TYP | 0 | B | 6695D SE
BXR011R | AL | L-A-09-000-002 | 2 | GEAR | GEAR, TYPICAL, QA 0, *** FOR GE RECORDER, MODEL 8HG-1A021046, 12 POINT, TYPICAL SN 431-4930 | 0 | C | 6695D SE
CBV375R | AL | L-A-03-000-002 | 6 | GEAR | GEAR, TYPICAL, QA 2, GEAR, ASSEMBLY; FOR THE WORTHINGTON CHILLER, STAR GEAR, REF. 4.6 | 2 | C | 4520N SE
CFT957F | AL | J-A-12-202-000 | 1 | GEAR | GEAR, PINION, QA 0, PULVERIZER, REBUILT UNIT; GEAR ASSY, METAL, C/W INNER BEARING, DWG KS-71636-10, | 0 | C | 4420H SE
AHB843E | AL | Z-A-12-000-000 | 6 | GEARBOX | GEARBOX, TYPICAL, QA 0, 12.92:1, GEAR, ; REDUCER, W/OUTPUT SHAFT ASSY, FOR GEAR ASSY 669-512-000 ON | 0 | C | 3040D SE
BEM571D | AL | D-A-32-104-001 | 1 | GEARBOX | GEARBOX, TYPICAL, QA 0, RECORDER, GEAR ASSY, SPEED DECREASER; MAIN, FOR RECORDER, MODEL VKP | 0 | P | 3040D SE
BKF855Y | AL | A-A-01-000-001 | 5 | GEARBOX | GEARBOX, TYPICAL, QA 0, 150:1, GEAR ASSY, SPEED DECREASER; BOX, GEAR RATIO 150 TO 1, WORM GEAR 5CVD, | 0 | P | 3040D SE
CJQ872F | TR | - - - - | 1 | GEARBOX | GEARBOX, TYPICAL, QA 3, 250, , RPM: 1770/4210, SERIAL NO.: 272922, MODEL NO.: S-231-BJ, | 3 | C | 6105D SE
AEB257E | AL | M-A-09-000-002 | 1 | GEARBOX | GEARBOX, TYPICAL, QA 0, 25, 1/4, GEAR ASSY, SPEED DECREASER; OUTPUT RPM 25, CLASS SERVICE 1S/N | 0 | P | 3040D SE
AHY049P | AL | M-A-09-000-002 | 1 | GEARBOX | GEARBOX, TYPICAL, QA 0, 1750, 2.97, 7-1/2:1, GEAR ASSY, SPEED DECREASER; INPUT RPM 1750, HP 2.97, RATIO0-150, S/NM | 0 | P | 6105D SE
AHY549C | AL | M-A-02-000-002 | 1 | GEARBOX | GEARBOX, TYPICAL, QA 0, 1725, 3, 25.600:1, GEAR ASSY, SPEED DECREASER; DRIVE, MODULINE, CAT NO 182B21D, 3 HP, | 0 | P | 6105D SE
ARM211F | AL | M-A-09-000-002 | 1 | GEARBOX | GEARBOX, TYPICAL, QA 0, 1750, 3/4, GEAR ASSY, SPEED DECREASER; MODEL 0047RS,1750 RPM,0.750 HP,3565 TORQUE | 0 | P | 3040D SE
BPG654B | PR | R-A-04-000-002 | 1 | GEARBOX | GEARBOX, TYPICAL, QA 0, GEAR ASSY, SPEED DECREASER; PARALLEL SHAFT, 4.25 HP INPUT,70 RPM | 0 | C | 3040D SE
BTT026R | AL | P-A-LL-ET0-108 | 2 | GEARBOX | GEARBOX, TYPICAL, QA 3, GEAR ASSY, SPEED DECREASER; CONE DRIVE GEARS, P/N SVM-401600-EUU, FOR | 3 | C | 3950F SE
BVH111L | AL | M-A-01-000-002 | 1 | GEARBOX | GEARBOX, TYPICAL, QA 3, LOW SPEED, GEAR ASSY, SPEED DECREASER; LOW GEAR,FOR 3 HP, 25/6 RATIO GEAR | 3 | B | 6105D SE
BVK363E | AL | P-A-LL-ET0-095 | 5 | GEARBOX | GEARBOX, TYPICAL, QA 1, GEAR BOX, CIRCUIT BREAKER; AK-50 MODEL, REPLACEMENT KIT, 250 VOLTS DC. | 1 | C | 5925B SE
BVK412V | AL | P-A-LL-ET0-095 | 3 | GEARBOX | GEARBOX, TYPICAL, QA 1, GEAR BOX, CIRCUIT BREAKER; AK-50 MODEL, REPLACEMENT KIT, 120 VOLTS AC. | 1 | C | 5925B SE
BXD959Y | AL | L-A-01-000-002 | 2 | GEARBOX | GEARBOX, TYPICAL, QA 0, GEAR BOX, CHAINWHEEL; FOR MANUAL CHAIN WHEEL OPERATION | 0 | C | 3040D SE
AVB992Y | AL | M-A-11-000-002 | 1 | GEARMOTOR | GEARMOTOR, TYPICAL, QA 0, 1730/540, 70:25, 460, 3, 1-1/2, GEARCASE, MOTOR; 1.500 HP,460 VAC,2.7/2 AMP,3 PH,1730/540 RPM,C/W | 0 | P | 3040D SE
BGX635P | AL | M-A-12-000-002 | 17 | GEARMOTOR | GEARMOTOR, TYPICAL, QA 0, GEARCASE, MOTOR; 115 VAC, 0.27 AMP, BED DRIVE, FOR MODEL A-3-BE | 0 | P | 6105D SE
BLT880C | AL | M-A-03-000-002 | 1 | GEARMOTOR | GEARMOTOR, TYPICAL, QA 1, GEAR ASSY, ; 115 VDC, MOTOR AND GEAR, FOR ITE 480 VOLT BREAKER, TYPE | 1 | P | 5925B SE
BNP590Q | AL | M-A-08-000-002 | 1 | GEARMOTOR | GEARMOTOR, TYPICAL, QA 3, GEARCASE, MOTOR; CONSISTING OF MOTOR, BRAKE, AND REDUCER WITH LOAD | 3 | B | 4470C SE
ADT939C | AL | L-A-02-000-002 | 8 | GENERATOR | GENERATOR, TYPICAL, QA 0, WINDING, ; GENERATOR FIELD, MAIN, FOR PLANT PREFERRED AC GENERATOR, 4 | 0 | P | 6115F SE
ATX678E | AL | L-A-09-000-002 | 2 | GENERATOR | GENERATOR, TYPICAL, QA 3, GENERATOR, ENGINE ACCESSORY; INTERNALLY REGULATED, 024.000 VDC | 3 | P | 2910O SE
BLP822Y | PR | T-A-05-000-002 | 1 | GENERATOR | GENERATOR, TYPICAL, QA 0, MOTOR-GENERATOR ASSY, ; 200-230/460 VOLTS, 32 AMPS, THREE PHASE, | 0 | C | 6115F SE
AJJ167J | AL | A-A-01-000-001 | 1 | GLAND | GLAND, PACKING, QA 0, PACKING GLAND, VALVE; (NINE RINGS PER SET), FOR POWELL GATE VALVE | 0 | P | 48200 SE
ALJ062B | AL | A-A-01-000-001 | 34 | GLAND | GLAND, PACKING, QA 0, PACKING GLAND, VALVE; VALVE, FOR POWELL 2 IN VALVE, FIG 2612 *** | 0 | P | 48200 SE
ATW957F | AL | A-A-01-000-001 | 1 | GLAND | GLAND, PACKING, QA 0, GLAND, VALVE; STEEL,FOR GLOBE VALVE,002.000 IN,1500 PSI WOG *** | 0 | P | 48200 SE
AXA194L | AL | A-A-01-000-001 | 1 | GLAND | GLAND, PACKING, QA 0, GLAND, VALVE; CAST IRON, MECHANICAL POINT, 2 EA PER PAIR, FOR 014.000 | 0 | P | 48200 SE
BDD550G | AL | A-A-01-000-001 | 2 | GLAND | GLAND, SEALING, QA 1, GLAND, PUMP; STAINLESS STEEL, MECHANICAL SEAL, FOR CENTRIFUGAL PUMP | 1 | P | 4320U SE
BDL034A | AL | A-A-01-000-001 | 1 | GLAND | GLAND, PACKING, QA 0, GLAND, PUMP; STAINLESS STEEL, AUXILIARY, FOR CENTRIFUGAL PUMP, TYPE 48 | 0 | P | 4320U SE
BEG949F | AL | A-A-01-000-001 | 8 | GLAND | GLAND, SEALING, QA 0, GLAND, CYLINDER,HOIST; STEEL, FOR 20,000 LB CAPACITY HYDRAULIC | 0 | C | 3950F SE
BJJ223V | AL | F-A-29-201-000 | 3 | GLAND | GLAND, PACKING, QA 1, GLAND, VALVE; STAINLESS STEEL ASTM A564 GR 630, HTC 900, FOR RCIC | 1 | B | 48200 SE
BKC701B | AL | A-A-01-000-001 | 19 | GLAND | GLAND, PACKING, QA 0, PACKING GLAND, VALVE; GRAPHITE, NINE EACH PER SET, FOR 4 IN, 150 PSIG | 0 | P | 48200 SE
BPM122K | AL | A-A-01-000-001 | 1 | GLAND | GLAND, PACKING, QA 3, GLAND, VALVE; LANTERN, ASTM A-276 TYPE 316, FOR 4.00 INCH GATE VALVE | 3 | C | 48200 SE
BQP781R | AL | D-A-17-301-002 | 4 | GLAND | GLAND, SEALING, QA 0, GLAND, PIPE; MATERIAL: DUCTILE IRON, SIZE: 06.000000 ( 6) END TYPE: | 0 |  | 4730P SE
BQR817L | AL | A-A-01-000-001 | 4 | GLAND | GLAND, SEALING, QA 3, GLAND, SEDIMENT STRAINER; MATERIAL:HR-1020,IT 15,DWG 16693,REV B, SIZE | 3 | B | 4730P SE
BYH468P | AL | A-A-01-000-001 | 1 | GLAND | GLAND, PACKING, QA 3, GLAND, VALVE; STAINLESS STEEL, FOR 16" ASME SEC III CLASS 2 GATE | 3 | C | 48200 SE
CAB880G | AC | - - - - | 1 | GLAND | GLAND, PACKING, QA 1, , FOR TD AUX FEEDWATER PUMP, SIX STAGE, 790 GPM AT 3950 RPM 3350 FT | 1 | C | 4320U SE
CBB490P | AL | A-A-01-000-001 | 1 | GLAND | GLAND, PACKING, QA 0, GLAND, PUMP; MECHANICAL SEAL, FOR INGERSOLL DRESSER MODEL # 4 X 3 X | 0 | C | 4320U SE
AKJ754W | AL | L-A-09-000-002 | 1 | GLAND | GLAND, PACKING, QA 1, GLAND, PUMP; STNLS STL, WEDGE, SOLID, FOR 006.000 IN GATE VALVE, FIG | 1 | P | 48200 SE
ANE479T | AL | L-A-03-000-002 | 1 | GLAND | GLAND, PACKING, QA 0, GLAND, PUMP; PUMP, CI, FOR CENTRIFUGAL PUMP, SIZE 3 IN, MODEL 5874A | 0 | P | 4320U SE
AYW264N | AL | T-A-01-000-002 | 1 | GLAND | GLAND, PACKING, QA 0, PACKING GLAND, VALVE; RING, 12 PER SET, GRAPHITE, BRAIDED, REF 9, FOR | 0 | P | 48200 SE
BAV445C | AL | M-A-16-000-002 | 2 | GLAND | GLAND, PACKING, QA 2, PACKING GLAND, VALVE; FLANGE, FOR GATE VALVE, 1 IN, DWG 3NC035, REV 2 | 2 | P | 48200 SE
BEH141V | AL | M-A-01-000-002 | 2 | GLAND | GLAND, PACKING, QA 3, GLAND, PACKING; BRASS, 160 PEDESTAL CRANE, S/N 167-8-73, INTAKE | 3 | P | 3950F SE
BHQ056J | AL | L-A-02-000-002 | 4 | GLAND | GLAND, PACKING, QA 1, GLAND, PUMP; SPLIT, BRASS, DWG 1F6473, ITEM 31, ASTM B-584 ALLOY | 1 | C | 4320U SE
BLA122Y | AL | L-A-09-000-002 | 3 | GLAND | GLAND, PACKING, QA 3, GLAND, PUMP; BRONZE, MATERIAL CODE 011, LEADED RED CASTING BRASS, SAE | 3 | P | 4320U SE
BLH882B | AL | L-A-03-000-002 | 1 | GLAND | GLAND, SEALING, QA 3, GLAND, PUMP; CAST IRON, FOR HPCI GLAND SEAL CONDENSATE PUMP *** | 3 | C | 4320U SE
BLT531T | AL | L-A-09-000-002 | 3 | GLAND | GLAND, SEALING, QA 0, GLAND, PUMP; REF 15, FOR PUMP, PDII, SIZE 1-P, 64 GPH, 1750 PSI, S/N | 0 | P | 4320U SE
BTK498W | AL | P-A-LL-ET0-091 | 2 | GLAND | GLAND, PACKING, QA 1, GLAND, VALVE; PACKING FOLLOWER, A& M DWG NO. 26849-A,TO FIT 2 IN STEM | 1 | C | 48200 SE
BWM256Y | AL | L-A-03-000-002 | 1 | GLAND | GLAND, PACKING, QA 3, GLAND, VALVE; DWG 26512A, FOR 26 - IN. MAIN STEAM ISOLATION VALVE DWG | 3 | C | 48200 SE
BWW194N | AL | L-A-13-000-002 | 1 | GLAND | GLAND, PACKING, QA 3, GLAND, VALVE; LANTERN, PC 8, FOR TILTING DISK CHECK VALVE, FIG 770 | 3 | C | 48200 SE
BXB007R | AL | M-A-06-000-002 | 3 | GLAND | GLAND, PACKING, QA 3, GLAND, VALVE; FOR 4 IN Y TYPE GLOBE VALVE 900 LB, CARBON STEEL, ASME | 3 | C | 48200 SE
CBC355D | AL | L-A-11-000-002 | 1 | GLAND | GLAND, PACKING, QA 1, GLAND, SHOCK ARRESTOR; FOR BERGEN-PATTERSON HYDRAULIC SHOCK ARRESTOR | 1 | C | 4710Y SE
CEA589B | AL | L-A-09-000-002 | 1 | GLAND | GLAND, PACKING, QA 3, GLAND, VALVE; MATERIAL MALLEABLE IRON, ASTM A 47 GR 32510, FOR 3" 300 | 3 | C | 48200 SE
BEQ921W | AL | D-A-04-302-003 | 3 | GLASS | GLASS, GAUGE, QA 0, 1/4 IN, 8-1/2 IN, TUBULAR, TUBING, GLASS; 8.5 LONG X 0.25 IN DIA TUBE, 0.5 END OPENINGS, MODEL | 0 |  | 5680B SE
BEQ922T | AL | D-B-19-202-001 | 3 | GLASS | GLASS, GAUGE, QA 0, TUBING, GLASS; 8.25 IN LONG, FOR METER, FLOW RATE IND, FLOAT TYPE *** | 0 |  | 5680B SE
BER068Q | AL | D-A-04-302-003 | 4 | GLASS | GLASS, GAUGE, QA 0, TUBING, GLASS; PRESISION BORE, FOR METER, FLOW RATE IND, FLOAT TYPE | 0 |  | 5680B SE
BGK643C | AL | D-A-04-302-003 | 8 | GLASS | GLASS, GAUGE, QA 0, BLANK INDICATOR, 1 IN, 1-1/8 IN, 8-3/4 IN, TUBULAR, TUBING, GLASS; BLANK INDICATOR, 0 TO 200 GPM, 1.125 IN OD X 1 IN ID | 0 |  | 5680B SE
BJW364M | AL | D-A-02-102-011 | 4 | GLASS | GLASS, GAUGE, QA 0, TUBING, GLASS; INDICATING, FOR PORTER WALKER MAGNETIC INDICATING | 0 |  | 5680B SE
ADV734R | AL | L-A-09-000-002 | 49 | GLASS | GLASS, SIGHT, QA 0, SHALLOW LABORATORY, 4 IN, GLASS, WATCH GLASS, LABORATORY; LAB, SHALLOW FORM, 004.000 IN DIA *** | 0 | P | 6630D SE
AGX807W | AL | L-A-03-000-002 | 13 | GLASS | GLASS, SIGHT, QA 0, GLASS, LIQUID SIGHT INDICAT; GLASS, GAGE, FLAT, TRANSPARENT, FOR | 0 | P | 6695D SE
APP083N | AL | L-A-09-000-002 | 12 | GLASS | GLASS, TYPICAL, QA 0, GLASS, ; COVER, FOR WH TYPE MG-6 RELAY *** | 0 | P | 5945D SE
BJP976F | AL | L-A-03-000-002 | 1 | GLASS | GLASS, SIGHT, QA 0, 1/2 IN, STAINLESS STEEL/GLASS, CYLINTRICAL, FLANGE, INDICATOR, SIGHT LIQUID; CYLINDER GLASS, PLAIN TUBE FLANGED ENDS, 0. | 0 | P | 6695D SE
BLT506T | AL | M-A-10-000-002 | 2 | GLASS | GLASS, TYPICAL, QA 0, GLASS, ; AUTOMOTIVE, 2-PLY, W/PLASTIC IN BETWEEN, 16.875 X 25.5625 IN | 0 | P | 5680B SE
CDE889G | AL | L-A-09-000-002 | 4 | GLASS | GLASS, SIGHT, QA 3, WINDOW, OBSERVATION; FREON LINE IN TRANE CHILLER, MODEL CGWA-1504-MA | 3 | C | 5680B SE
BCT593M | AL | 1-A-03-000-001 | 48 | GLASSES | GLASSES, SAFETY, QA 0, INDUSTRIAL, POLYCARBONATE, CLEAR, SPECTACLES, INDUSTRIAL; COLOR: CLEAR, LENS MATERIAL: POLYCARBONATE *** | 0 | C | 4240P SE
BDM969M | AL | D-A-27-201-004 | 50 | GLASSES | GLASSES, SAFETY, QA 0, INDUSTRIAL, POLYCARBONATE, CLEAR, 50 MM, SPECTACLES, INDUSTRIAL; EYELET SIZE: 50.000 MM, COLOR: CLEAR, LENS | 0 |  | 4240P SE
AAT270D | AL | A-A-01-000-001 | 7 | GLOBE | GLOBE, FIXTURE, QA 0, ELECTRIC, GLASS, CLEAR, GLOBE, ELECTRIC LIGHT; GLASS, CLEAR, FOR FIXTURE TYPEV-51, VAPORTIGHT | 0 | P | 6210P SE
AAT473K | AL | A-A-01-000-001 | 5 | GLOBE | GLOBE, FIXTURE, QA 0, ELECTRIC, GLASS, CLEAR, GLOBE, ELECTRIC LIGHT; GLASS, CLEAR, 200 WATT MAX LAMP SIZE *** | 0 | P | 6210P SE
AAT573F | AL | D-A-28-401-001 | 2 | GLOBE | GLOBE, FIXTURE, QA 0, HEAT RESISTANT, GLASS, CLEAR, GLOBE, ELECTRIC LIGHT; GLASS, CLEAR, HEAT RESISTANT, MAX LAMP SIZE 200 | 0 |  | 6210P SE
ABT175M | AL | D-A-07-402-003 | 14 | GLOBE | GLOBE, FIXTURE, QA 0, GLASS, FROSTED, 8 IN, GLOBE, ELECTRIC LIGHT; GLASS, 8 IN DIA, FROSTED, STRAIGHT SIDE SCREW | 0 |  | 6210P SE
AXF106K | AL | D-A-32-402-000 | 6 | GLOBE | GLOBE, FIXTURE, QA 0, ELECTRIC, GLASS, GLOBE, ELECTRIC LIGHT; GLASS, FOR LIGHTING FIXTURES, CAT IH-175-120 | 0 |  | 6210P SE
AXY281J | AL | D-A-32-302-001 | 2 | GLOBE | GLOBE, FIXTURE, QA 0, ELECTRIC, GLASS, AMBER, GLOBE, ELECTRIC LIGHT; GLASS, AMBER, FOR LAMPHOLDER VHX15, ON | 0 |  | 6210P SE
BBP752H | AL | D-A-20-201-000 | 22 | GLOBE | GLOBE, FIXTURE, QA 0, ELECTRIC, CLEAR, GLOBE, ELECTRIC LIGHT; CLEAR, FOR 200 WATT FIXTURE *** | 0 |  | 6210P SE
BYE867Q | AL | 1-A-05-000-001 | 32 | GLOBE | GLOBE, FIXTURE, QA 3, GLOBE, ELECTRIC LIGHT; GLASS,CLEAR,FOR FIXTURE, TYPE V-51,VAPORTIGHT | 3 | B | 6210P SE
APD549Y | AL | D-A-12-201-000 | 420 | GLOVES | GLOVES, SAFETY, QA 0, LARGE, NYLON, GLOVES, WORK CLOTH; MATERIAL: NYLON, SIZE: LARGE *** | 0 |  | 8415B SE
AXC783N | AL | 1-A-03-000-001 | 120 | GLOVES | GLOVES, SAFETY, QA 0, RADIOACTIVE PROTECTIVE, MEDIUM, LATEX, 9-1/4 IN-9-1/2 IN, CLEAR, GLOVES, RADIOACTIVE PROT; MATERIAL: LATEX RUBBER, SIZ | 0 | P | 8415B SE
BNW240T | AL | D-A-01-402-000 | 2 | GLOVES | GLOVES, SAFETY, QA 0, CHEMICAL/OIL PROTECTIVE, 10-1/2, NEOPRENE, 32 IN, BLACK, DRY BOX | 0 |  | 8415B SE
BNP805K | AL | 1-A-25-099-001 | 12 | GOVERNOR | GOVERNOR, CONTROL, QA 0, GOVERNOR, POWER TOOL; GOVERNOR *** | 0 | C | 5130U SE
BXK096M | AL | L-A-07-000-002 | 1 | GOVERNOR | GOVERNOR, CONTROL, QA 3, STEAM TURBINE, *** ELECTRONIC; FOR REACTOR FEED PUMP TURBINE CONTROL SYSTEM. | 3 | B | 2825G SE
CDD590W | AC | - - - - | 48 | GRATING | GRATING, FLOOR, QA 3, GRATING, METAL; STEEL GRATING, WELDFORGED WELDED RECTANGULAR DESIGN | 3 | D | 5670A SE
BTF020A | AL | D-A-10-102-000 | 7 | GRAVEL | GRAVEL, CONSTRUCTION, QA 0, AGGREGATE, CONSTRUCTION; KOLOR QUARTZ, PREMIXED WITH 2 PARTS GRAY, 1 | 0 |  | 5610J SE
BGT778G | AL | D-A-24-401-000 | 18 | GRILL | GRILL, TYPICAL, QA 0, 24 IN, 24 IN, METAL, GRILLE, METAL; RETURN, 24 X 24 IN, LAY IN TYPE *** | 0 |  | 5670A SE
BJW865Y | AL | D-A-26-402-000 | 5 | GRILL | GRILL, TYPICAL, QA 3, GRILLE, METAL; ALUMINUM WITH SATIN FINISH, 28LONG X 36 IN HIGH | 3 |  | 5670A SE
BKG909X | AL | D-A-24-402-000 | 4 | GRILL | GRILL, TYPICAL, QA 3, GRILLE, METAL; 48.00 X 22.00 IN, FIN TYPE, DOUBLE DEFLECTION *** | 3 |  | 5670A SE
BKG910P | AL | D-A-08-302-000 | 4 | GRILL | GRILL, TYPICAL, QA 3, GRILLE, METAL; 42.00 X 20.00 IN, FIN TYPE, STRAIGHT VOLUME CONTROLLER | 3 | P | 5670A SE
BKG918V | AL | D-A-08-302-000 | 2 | GRILL | GRILL, TYPICAL, QA 3, GRILLE, METAL; 30 X 28 IN, FIN TYPE, STRAIGHT, VOLUME CONTROLLER | 3 | P | 5670A SE
BKG919R | AL | D-A-08-302-000 | 4 | GRILL | GRILL, TYPICAL, QA 3, GRILLE, METAL; 46 X 14 IN, FIN TYPE, DOUBLE DEFLECTION *** | 3 | P | 5670A SE
BKG925Y | AL | D-A-08-302-000 | 2 | GRILL | GRILL, TYPICAL, QA 3, GRILLE, METAL; 24 X 44 IN, FIN TYPE, STRAIGHT,VOLUME CONTROLLER | 3 | P | 5670A SE
BKG930H | AL | D-B-27-302-000 | 3 | GRILL | GRILL, TYPICAL, QA 3, GRILLE, METAL; 48.00 X 18.00 IN FIN TYPE, DOUBLE DEFLECTION, SATIN | 3 |  | 5670A SE
BTW733Y | AL | D-A-17-401-005 | 1 | GRILL | GRILL, TYPICAL, QA 0, SUPPLY, 24 IN, 48 IN, STEEL, GRILLE, METAL; SUPPLY DIFFUSER,FOUR WAY THROW,NOMINAL 6 X 6 IN,T-BAR | 0 | C | 5670A SE
BTW734W | AL | D-A-17-401-001 | 4 | GRILL | GRILL, TYPICAL, QA 0, RETURN, 24 IN, 24 IN, STEEL, GRILLE, METAL; RETURN,PERFORATED FACE,NOMINAL NECK SIZE 10 IN X 10 IN | 0 |  | 5670A SE
BKG919R | AL | L-A-01-000-002 | 4 | GRILL | GRILL, TYPICAL, QA 3, GRILLE, METAL; 46 X 14 IN, FIN TYPE, DOUBLE DEFLECTION *** | 3 | P | 5670A SE
BKG926W | AL | L-A-01-000-002 | 1 | GRILL | GRILL, TYPICAL, QA 3, GRILLE, METAL; 12 IN X 8 IN, FIN TYPE, STRAIGHT, VOLUME CONTROLLER | 3 | P | 5670A SE
BKG928Q | AL | L-A-01-000-002 | 1 | GRILL | GRILL, TYPICAL, QA 3, GRILLE, METAL; 18.00 X 8.00 IN FIN TYPE STRAIGHT *** | 3 | P | 5670A SE
BKG929N | AL | L-A-01-000-002 | 2 | GRILL | GRILL, TYPICAL, QA 3, FIN, 12 IN (1 FT), 36 IN (3 FT), GRILLE, METAL; 36.00 X 12.00 IN FIN TYPE, DOUBLE DEFLECTION, SATIN | 3 | P | 5670A SE
ACP015C | AL | D-A-06-102-004 | 1 | GRIP | GRIP, CABLE, QA 3, GRIP, CABLE WOVEN; KELLEMS, SUPPORT, CABLE, SPLIT, SINGLE EYE, FOR | 3 |  | 5120M SE
AJJ696N | AL | D-A-12-201-000 | 10 | GRIP | GRIP, CABLE, QA 0, GRIP, ; STEEL, GALVANIZED, 6 ACSR 4/0 7-STRAND COPPER, MAXIMUM SAFE | 0 |  | 5120M SE
ALN599K | AL | D-A-27-301-004 | 4 | GRIP | GRIP, CABLE, QA 0, DOUBLE EYE, 1 IN-1-1/4 IN, WOVEN | 0 |  | 5120M SE
BKC379L | AL | D-B-25-201-001 | 30 | GRIP | GRIP, TYPICAL, QA 0, GRIPPER,ION CHROMATO, ; STAINLESS STEEL, 0.187 DIA X 0.031 ID X 0.125 | 0 |  | 6630D SE
BKY730H | AL | D-A-33-301-000 | 7 | GRIP | GRIP, CABLE, QA 3, GRIP, CABLE WOVEN; KELLEMS, FOR CONDUIT SUPPORT, PIPE SIZE 3.5 IN | 3 |  | 5120M SE
BKY734X | AL | D-A-33-301-000 | 3 | GRIP | GRIP, CABLE, QA 3, DOUBLE WEAVE, 4 IN, 2.50 IN-2.99 IN, 18 IN, TIN COATED BRONZE, LACE CLOSING/SPLIT MESH | 3 |  | 5120M SE
BNP108A | AL | D-A-33-301-000 | 14 | GRIP | GRIP, CABLE, QA 3, OFFSET EYE, 3/4 IN-0.99 IN, 13 IN, TIN COATED BRONZE, LACE CLOSING/SPLIT MESH | 3 |  | 5120M SE
BNR680D | AL | D-A-27-201-005 | 12 | GRIP | GRIP, CABLE, QA 3, GRIP, CABLE WOVEN; DOUBLE EYE, SPLIT MESH, 2-FCV-73-16 REF. *** | 3 |  | 5120M SE
BPC794F | AL | D-A-31-201-017 | 12 | GRIP | GRIP, CABLE, QA 3, WOVEN/SUPPORT, TIN COATED BRONZE, STRAIGHT, SINGLE EYE/SPLIT MESH, CABLE DIA: .62" - .74", BREAKING STRENGTH: 790 LBS, | 3 |  | 5120M SE
BPF383M | AL | D-A-31-201-017 | 1 | GRIP | GRIP, CABLE, QA 3, WOVEN, 1-1/4 IN-1.490 IN, 13 IN, TIN COATED BRONZE, STRAIGHT, SINGLE WEAVE/ROD CLOS, BREAKING STRENGTH: 1610 LBS, | 3 |  | 5120M SE
BRA127M | AL | D-A-27-201-013 | 175 | GRIP | GRIP, CABLE, QA 3, GRIP, CABLE WOVEN; GRIP STYLE: SINGLE-EYE, CABLE RANGE DIAMETER: | 3 |  | 5120M SE
BTC434V | AL | D-A-29-302-007 | 4 | GRIP | GRIP, CABLE, QA 3, GRIP, CABLE WOVEN; GRIP STYLE: CLOSED MESH, CABLE RANGE DIAMETER: | 3 |  | 5120M SE
BVA471R | AL | D-A-31-202-000 | 5 | GRIP | GRIP, CABLE, QA 3, GRIP, CABLE WOVEN; GRIP STYLE: CLOSED MESH, CABLE RANGE DIAMETER: | 3 |  | 5120M SE
BVF572R | AL | D-A-16-201-001 | 5 | GRIP | GRIP, CABLE, QA 3, WOVEN, 4 IN, 1-3/4 IN-1.990 IN, SPLIT MESH/ROD CLOS, PER HUBBELL THIS PART NUMBER HAS BEEN DISCONTINUED. | 3 |  | 5120M SE
BVF898T | AL | D-A-31-202-000 | 4 | GRIP | GRIP, CABLE, QA 3, WOVEN, 2 IN-2.490 IN, SPLIT MESH/LACE CLOS, , WOVEN, BREAKING POINT: 3260 LBS | 3 |  | 5120M SE
BVG321E | AL | D-A-31-202-000 | 10 | GRIP | GRIP, CABLE, QA 3, SPLIT/ROD, 2-1/2 IN-2.990 IN, CONDUIT RISER/RING, 4 IN, WOVEN, SPLIT MESH/ROD CLOS | 3 |  | 5120M SE
ANT063K | AL | L-A-09-000-002 | 5 | GRIP | GRIP, TYPICAL, QA 0, GRIP, UNDERWATER LIGHT; STRAIN RELIEF, STNLS STL, FOR CRAFTSWELD | 0 | C | 5120M SE
BLE527F | AL | L-A-07-000-002 | 1 | GRIP | GRIP, CABLE, QA 0, SINGLE EYE, 2 IN-2-1/2 IN, SINGLE WEAVE, GRIP, CABLE WOVEN; GRIP STYLE: SINGLE-EYE, CABLE RANGE DIAMETER: | 0 | P | 5120M SE
BRN499H | AL | T-A-04-000-002 | 1 | GRIP | GRIP, TYPICAL, QA 3, GRIP, CRANE; STEEL,DWG 2217Q-230 *** | 3 | B | 3950F SE
BVF889V | AL | L-A-03-000-002 | 1 | GRIP | GRIP, CABLE, QA 3, GRIP, CABLE WOVEN; GRIP STYLE: CLOSED MESH, CABLE RANGE DIAMETER: | 3 | B | 5120M SE
BVM135H | AL | L-A-09-000-002 | 1 | GRIP | GRIP, CABLE, QA 3, GRIP, CABLE WOVEN; GRIP STYLE: SPLIT MESH, CABLE RANGE DIAMETER: | 3 | B | 5120M SE
BVT820K | AL | L-A-09-000-002 | 1 | GRIP | GRIP, CABLE, QA 3, WOVEN, 1-1/2 IN-1.740 IN, SPLIT MESH/LACE CLOS, , GRIP STYLE: SINGLE-EYE, BREAKING POINT: 1610 LB | 3 | B | 5120M SE
AEV699T | AL | A-A-01-000-001 | 5 | GROMMET | GROMMET, TYPICAL, QA 0, GROMMET, ; FOR LEEDS AND NORTHRUP CONDUCTIVITY RECORDER *** | 0 | P | 6630D SE
ARG249F | AL | D-A-02-102-003 | 100 | GROMMET | GROMMET, TYPICAL, QA 0, GROMMET, NONMETALLIC; NEOPRENE,INTERCOOLER TUBE SHEET SEAL,FOR AIR | 0 | C | 4310I SE
ARG249F | AL | P-A-LL-ET0-063 | 300 | GROMMET | GROMMET, TYPICAL, QA 0, GROMMET, NONMETALLIC; NEOPRENE,INTERCOOLER TUBE SHEET SEAL,FOR AIR | 0 | C | 4310I SE
BGT561A | AL | D-A-13-302-011 | 5 | GROMMET | GROMMET, TYPICAL, QA 0, NONMETALLIC, RUBBER, BLACK | 0 |  | 6695D SE
BHA193R | AL | A-A-01-000-001 | 1 | GROMMET | GROMMET, TYPICAL, QA 0, GROMMET, NONMETALLIC; NEOPRENE RUBBER, FOR CONTROL VALVE, 8 IN, MODEL | 0 | P | 48200 SE
BKR068R | AL | D-B-19-202-001 | 165 | GROMMET | GROMMET, TYPICAL, QA 0, 1/4 IN, 1/2 IN, RUBBER, BLACK, GROMMET, NONMETALLIC; RUBBER, BLACK, 0.5 OD X 0.25 IN ID *** | 0 |  | 5305J SE
BLP213Q | AL | A-A-01-000-001 | 6 | GROMMET | GROMMET, TYPICAL, QA 0, GROMMET, NONMETALLIC; RUBBER, STRAIN RELEIF, FOR RPICONNECTOR PIN | 0 | P | 5935B SE
BVD792M | AL | D-A-15-301-006 | 75 | GROMMET | GROMMET, TYPICAL, QA 0, GROMMET, ; MATERIAL, EBERLINE. *** | 0 |  | 6630D SE
BBD018Q | AL | M-A-07-000-002 | 15 | GROMMET | GROMMET, TYPICAL, QA 3, GROMMET, ; NEOPRENE, RUBBER, FOR REACTOR PENETRATION ASSEMBLY *** | 3 | P | 4470C SE
BXK088L | AL | L-A-02-000-002 | 76 | GROMMET | GROMMET, TYPICAL, QA 3, GROMMET, NONMETALLIC; EDGING, MATERIAL: NYLON, LENGTH: 12-3/4, PANEL | 3 | B | 5305J SE
CAC286C | AL | T-A-01-000-002 | 3 | GROUT | GROUT, FILLER, QA 2, GENERAL PURPOSE, 50 LB, BAG, PREBLENDED GROUT, SIKA GROUT 212 | 2 | C | 5610J SE
CAC286C | AL | M-A-08-000-002 | 68 | GROUT | GROUT, FILLER, QA 2, GENERAL PURPOSE, 50 LB, BAG, PREBLENDED GROUT, SIKA GROUT 212 | 2 | C | 5610J SE
AJJ698J | AL | A-A-01-000-001 | 60 | GUARD | GUARD, FIXTURE, QA 0, GUARD, LAMP; PORTABLE, OPEN END, STEEL, ZINC-PLATED WITH CHROMATE | 0 | P | 6210P SE
ARC695C | AL | D-A-34-201-000 | 3 | GUARD | GUARD, FIXTURE, QA 0, ALUMINUM, FOR LIGHTING FIXTURE | 0 |  | 6210P SE
BBX125E | AL | A-A-01-000-001 | 48 | GUARD | GUARD, SAFETY, QA 0, GUARD, ; RUBBER, CYLINDER GAUGE, FOR SELF-CONTAINED BREATHING | 0 | P | 2910O SE
BKY917M | TR | - - - - | 2 | GUARD | GUARD, ELECTRICAL, QA 0, GUARD, LAMP; ALUMINUM, FOR SYSTEM 228. *** | 0 | P | 6210P SE
BMY844A | AL | 1-B-07-135-001 | 115 | GUARD | GUARD, FIXTURE, QA 0, GUARD, LAMP; MOUNTING METHOD: RAIL *** | 0 | P | 6210P SE
BRA097T | AL | A-A-01-000-001 | 7 | GUARD | GUARD, SAFETY, QA 0, GUARD, LOCK; LOCKING PTT SWITCH *** | 0 | C | 4710Y SE
BWL457R | AL | D-B-16-000-001 | 26 | GUARD | GUARD, FIXTURE, QA 3, GUARD, LAMP; FOR APPLETON V-51 INCANDESENT LIGHTING FIXTURES 60-150 | 3 | C | 6210P SE
BWM468F | AL | 1-B-10-000-001 | 19 | GUARD | GUARD, FIXTURE, QA 3, GUARD, LAMP; FOR APPLETON V-51 INCANDESCENT LIGHTING FIXTURE, 150-300 | 3 | C | 6210P SE
CAH741L | AL | A-A-01-000-001 | 3 | GUARD | GUARD, SAFETY, QA 3, GUARD, PUMP; FOR COOLING WATER PUMP, TYPE 350M-P16/14D, S/N 705961 | 3 | C | 4320U SE
ABT976J | AL | L-A-09-000-002 | 7 | GUARD | GUARD, FIXTURE, QA 0, STEEL, GUARD, LAMP; MATERIAL: STEEL *** | 0 | P | 6210P SE
AET574L | AL | M-A-01-000-002 | 9 | GUARD | GUARD, FIXTURE, QA 0, CAST ALUMINUM, FOR LIGHT FIXTURES | 0 | P | 6210P SE
AJJ698J | AL | I-A-09-000-002 | 36 | GUARD | GUARD, FIXTURE, QA 0, GUARD, LAMP; PORTABLE, OPEN END, STEEL, ZINC-PLATED WITH CHROMATE | 0 | P | 6210P SE
AKJ490G | AL | I-A-09-000-002 | 17 | GUARD | GUARD, SAFETY, QA 0, GUARD, LAMP; SURFACE TREATMENT: RUBBER *** | 0 | P | 6210P SE
BKY917M | AL | T-A-01-000-002 | 16 | GUARD | GUARD, ELECTRICAL, QA 0, GUARD, LAMP; ALUMINUM, FOR SYSTEM 228. *** | 0 | P | 6210P SE
BLC594A | AL | L-A-09-000-002 | 118 | GUARD | GUARD, SAFETY, QA 0, GUARD, SHIPPING; GALVANIZED, FOR CONDENSATE FILTER DEMINERALIZER *** | 0 | P | 4420B SE
BLD393F | AL | L-A-09-000-002 | 2 | GUARD | GUARD, SAFETY, QA 1, GUARD, ; FUEL TRANSFER PUMP TO MOTOR COUPLING, FOR DIESEL GENERATOR | 1 | P | 2910O SE
AEJ974D | AL | D-A-18-402-002 | 1 | GUIDE | GUIDE, VALVE, QA 1, GUIDE, VALVE; MAIN, CARBON STEEL ASTM A576, FOR SAFETY RELIEF VALVE | 1 | P | 48200 SE
AKA192N | AL | J-B-12-009-001 | 1 | GUIDE | GUIDE, MECHANICAL, QA 0, GUIDE, ELECTRIC MOTOR; CONTROL VALVE SERVO MOTOR, REF1301A-D, TYPE | 0 | P | 6105D SE
ATW063G | AL | A-A-01-000-001 | 1 | GUIDE | GUIDE, VALVE, QA 0, GUIDE,VALVE STEM, ; SEAT,RETAINING,DWG IT NO 48, FOR 1.500IN LESLIE | 0 | P | 48200 SE
AVB413A | AL | 1-A-03-000-001 | 1 | GUIDE | GUIDE, VALVE, QA 0, STEM, *** SEAT RETAINING, REF 48, FOR GLOBE VALVE, CLASS DDOS, 1-1/4 IN, AND | 0 | C | 48200 SE
AVV199Y | AC | - - - - | 2 | GUIDE | GUIDE, TYPICAL, QA 0, GUIDE ASSY, ; 2 PER SET, FOR 008.000 TON OILDRAULIC JACK, MODEL 8-S | 0 | P | 3960D SE
AWQ247P | AL | A-A-01-000-001 | 1 | GUIDE | GUIDE, VALVE, QA 0, GUIDE,VALVE STEM, ; BRONZE, FOR 002.000 IN RELIEF VALVE, FIG 6000-JI | 0 | P | 48200 SE
AWQ343V | AL | A-A-01-000-001 | 1 | GUIDE | GUIDE, VALVE, QA 1, GUIDE,VALVE STEM, ; STAINLESS STEEL, ASTM A-351, GR CF8M, FOR RELIEF | 1 | P | 48200 SE
AWY004B | AL | A-A-01-000-001 | 1 | GUIDE | GUIDE, VALVE, QA 0, GUIDE, ; STEEL, FOR 4X6 SAFETY RELIEF VALVE, MODEL D32P, ORIFICE SIZE | 0 | P | 48200 SE
BBW323F | AL | A-A-01-000-001 | 1 | GUIDE | GUIDE, VALVE, QA 0, GUIDE, VALVE; STAINLESS STEEL, FOR SAFETY RELIEF VALVE, SIZE 0.75 AND | 0 | P | 48200 SE
BEY618Y | AL | D-B-09-202-001 | 1 | GUIDE | GUIDE, MECHANICAL, QA 0, GUIDE, ASH DISPOSAL; TEFLON, PISTON, FOR DRY FLY ASH SYSTEM, REF | 0 | P | 4450C SE
BLJ195R | AL | A-A-01-000-001 | 1 | GUIDE | GUIDE, VALVE, QA 0, GUIDE, VALVE; STEEL, FOR CONSOLIDATED 6 IN TYPE 19060/PI-1 SAFETY | 0 | P | 48200 SE
BRE704M | AL | E-A-16-C02-C01 | 13 | GUIDE | GUIDE, MECHANICAL, QA 0, GUIDE, CIRCUIT BREAKER; SPRING, FOR CIRCUIT BREAKER, TYPE DR36SC1750D | 0 | C | 5925B SE
BVA382Q | AL | D-A-02-102-003 | 2 | GUIDE | GUIDE, TYPICAL, QA 3, GUIDE, FIBER OPTIC; LIGHTGUID INTERCONNECTION UNIT *** | 3 |  | 5825F SE
BVX078G | AL | 1-A-03-000-001 | 1 | GUIDE | GUIDE, VALVE, QA 1, CLASS 3, GUIDE, VALVE; FOR 00.750 (3/4) X 01.000 (1) IN. M/N LCT-13/S4, J.E. | 1 | C | 48200 SE
BWP956P | AL | F-A-09-202-001 | 1 | GUIDE | GUIDE, VALVE, QA 3, GUIDE, VALVE; STEEL,RETAINING SEAT,FOR CONTROL VALVE SIZE 1 IN, FLANGE | 3 | B | 48200 SE
BWP956P | AL | F-A-14-202-004 | 1 | GUIDE | GUIDE, VALVE, QA 3, GUIDE, VALVE; STEEL,RETAINING SEAT,FOR CONTROL VALVE SIZE 1 IN, FLANGE | 3 | B | 48200 SE
BWQ444E | AL | E-A-16-C01-E01 | 3 | GUIDE | GUIDE, MECHANICAL, QA 0, GUIDE, CIRCUIT BREAKER; HULL, FOR CIRCUIT BREAKER, TYPE DR36SC1750D | 0 | C | 5925B SE
BXK405D | AL | A-A-01-000-001 | 1 | GUIDE | GUIDE, MECHANICAL, QA 1, GUIDE, ; STEEL,DISK,SPIN ASVANS,REF 4, FOR 18 IN 300 LB MOTOR OPERATED | 1 | C | 5835D SE
BXK521A | AL | A-A-01-000-001 | 1 | GUIDE | GUIDE, VALVE, QA 3, GUIDE, VALVE; SEAT RETAINING,STEEL,FOR 6 IN DIAPHRAGM CONTROL | 3 | C | 48200 SE
BYB839D | AL | D-B-07-102-002 | 3 | GUIDE | GUIDE, VALVE, QA 0, GUIDE, VALVE; ASTM A217 GR WC6, FOR 10" PRESSURE SEAL GATE VALVE | 0 | C | 48200 SE
CFF441C | AL | 1-B-14-000-001 | 2 | GUIDE | GUIDE, VALVE, QA 0, SEAT RETAINING, 1-1/4 IN, *** GUIDE, VALVE STEM; SEAT RETAINING, REF. 48, FOR GLOBE VALVE 1.25 | 0 | C | 48200 SE
ADD026L | AC | - - - - | 5 | GUIDE | GUIDE, TYPICAL, QA 0, GUIDE, ; ROLLER, COUNTER WEIGHT *** | 0 | C | 3960D SE
AEJ974D | AL | L-A-02-000-002 | 1 | GUIDE | GUIDE, VALVE, QA 1, GUIDE, VALVE; MAIN, CARBON STEEL ASTM A576, FOR SAFETY RELIEF VALVE | 1 | P | 48200 SE
AEJ974D | AL | L-A-08-000-002 | 2 | GUIDE | GUIDE, VALVE, QA 1, GUIDE, VALVE; MAIN, CARBON STEEL ASTM A576, FOR SAFETY RELIEF VALVE | 1 | P | 48200 SE
APT319D | AL | M-A-07-000-002 | 32 | GUIDE | GUIDE, VALVE, QA 0, GUIDE, ; EXHAUST VALVE, (CYLINDER HEAD, VALVES AND LINER), FOR | 0 | P | 2910O SE
ATP206Q | AL | L-A-13-000-002 | 1 | GUIDE | GUIDE, TYPICAL, QA 0, GUIDE, ; EMERGENCY TAPPET, REF 044714, FOR TURBINE *** | 0 | P | 2825G SE
AYA977D | AL | M-A-16-000-002 | 2 | GUIDE | GUIDE, VALVE, QA 3, GUIDE, ; ALUMINUM, CHAINWHEEL, REF 33, FOR ACTUATOR, MODEL MDT-4, ON | 3 | P | 48200 SE
BGL174G | AL | M-A-08-000-002 | 2 | GUIDE | GUIDE, VALVE, QA 3, GUIDE, VALVE; STEM, FOR REGULATING FLUID PRESSURE VALVE, 4 IN, DWG | 3 | P | 48200 SE
BHR608A | AL | T-A-01-000-002 | 1 | GUIDE | GUIDE, VALVE, QA 2, GUIDE, VALVE; STAINLESS STEEL ASME SA479 TYPE 316, REF 10, FOR SAFETY | 2 | P | 48200 SE
BJR550K | AL | L-A-03-000-002 | 25 | GUIDE | GUIDE, TYPICAL, QA 3, GUIDE, ; PRINTED CIRCUIT, FOR ALARM MONITOR *** | 3 | P | 6350B SE
BPH615G | AL | L-A-09-000-002 | 1 | GUIDE | GUIDE, TYPICAL, QA 0, ASSEMBLY/DOOR/ELEVATOR, 15/32 IN, W/BRACKET/SCREWS/GUIDE, GUIDE ASSY, ; ELEVATOR DOOR, CONSISTING OF BRACKET, MOUNTING | 0 | P | 3960D SE
BWB625D | AL | L-A-03-000-002 | 1 | GUIDE | GUIDE, VALVE, QA 3, GUIDE, VALVE; GUIDE BUSHING, FOR GLOBE VALVE, 8 IN MODEL 37-10132, W/ | 3 | C | 48200 SE
BWD170X | AL | L-A-13-000-002 | 2 | GUIDE | GUIDE, VALVE, QA 3, GUIDE, VALVE STEM; BRONZE, PISTON ROD, FOR MODEL DA438, 0.500 IN., 900 | 3 | C | 48200 SE
CBJ262M | AL | L-A-09-000-002 | 2 | GUIDE | GUIDE, VALVE, QA 3, GUIDE, VALVE; WEDGE, FOR 4" VELAN GATE VALVE, FIG. B12-2A5PS-2TS, DWG. | 3 | C | 48200 SE
CDD662J | AL | M-A-01-000-002 | 1 | GUIDE | GUIDE, VALVE, QA 3, GUIDE, BUSHING; VALVE, FOR 6" CONTROL VALVE, CONTROL COMPONENTS INC | 3 | C | 48200 SE
BHX465G | AC | - - - - | 10 | GUN | GUN, TYPICAL, QA 0, WIRE FEEDER, 0.030 IN - 0.035 IN WIRE, 15 FT CABLE, FOR USE WITH LINCOLN WIRE FEEDER | 0 | C | 3433A SE
BHX465G | AL | L-A-11-000-002 | 2 | GUN | GUN, TYPICAL, QA 0, WIRE FEEDER, 0.030 IN - 0.035 IN WIRE, 15 FT CABLE, FOR USE WITH LINCOLN WIRE FEEDER | 0 | C | 3433A SE
AQB314Y | AC | - - - - | 12 | HALO | HALO, ELEVATOR, QA 0, HALO, ELEVATOR; FOR DOVER ELEVATOR *** | 0 | C | 3960D SE
BXH022X | AL | L-A-13-000-002 | 2 | HAMMER | HAMMER, TYPICAL, QA 0, HAMMER ASSY, RECORDER; FOR HEWLETT PACKARD 5050B DIGITAL RECORDER *** | 0 | B | 6695D SE
ALV920W | AL | D-A-13-302-011 | 3 | HANDLE | HANDLE, TOOL, QA 0, HANDLE, SURGICAL KNIFE; SCALPEL *** | 0 |  | 6505C SE
AMW263G | AL | D-A-06-102-007 | 5 | HANDLE | HANDLE, TYPICAL, QA 0, HANDLE, MANUAL CONTROL; KNOB, RELIEF VALVE, FOR TESTER, DEAD WEIGHT | 0 | P | 4710Y SE
AMW363C | AL | A-A-01-000-001 | 6 | HANDLE | HANDLE, TYPICAL, QA 0, HANDLE, ; VERNIER, FOR DEADWEIGHT TESTER TYPE T *** | 0 | P | 6695D SE
AQR844Q | AL | D-A-30-301-001 | 1 | HANDLE | HANDLE, TOOL, QA 0, HANDLE ASSY, SOLDERING IRON; ALUMINUM, REF 59, FOR CHAIN HOIST | 0 | C | 3439D SE
AWD129N | AL | A-A-01-000-001 | 28 | HANDLE | HANDLE, TYPICAL, QA 3, HANDLE, MANUAL CONTROL; STAINLESS STEEL, 002.250 IN LONG, FOR 000.500 | 3 | P | 4710Y SE
AWK621K | AL | A-A-01-000-001 | 4 | HANDLE | HANDLE, TOOL, QA 0, HANDLE, SCOOP,LABORATORY; WOOD, 6 PER PACKAGE *** | 0 | P | 6630D SE
AXX547B | AL | A-A-01-000-001 | 3 | HANDLE | HANDLE, TYPICAL, QA 3, HANDLE, MANUAL CONTROL; STEEL SA105, TEE, FOR 1.0 IN WELDBOND VALVE | 3 | P | 4710Y SE
AYK602C | AL | A-A-01-000-001 | 4 | HANDLE | HANDLE, TYPICAL, QA 3, HANDLE, MANUAL CONTROL; STEEL, IMPACTOR, REF 18, FOR GLOBE VALVE, SIZE | 3 | P | 4710Y SE
BLC638G | AL | D-A-10-302-004 | 3 | HANDLE | HANDLE, TYPICAL, QA 3, HANDLE, MANUAL CONTROL; METAL, FOR PLUG VALVE, 3 IN *** | 3 |  | 4710Y SE
BLG933R | AL | D-A-02-102-004 | 16 | HANDLE | HANDLE, TYPICAL, QA 3, HANDLE, MANUAL CONTROL; HANDLE, FOR CPI TYPE STAINLESS STEEL VALVE | 3 |  | 4710Y SE
BLH772J | AL | D-A-06-102-002 | 4 | HANDLE | HANDLE, DOOR, QA 3, HANDLE, DOOR; DOOR PULL, 26D FINISH, FOR AUTOMATIC FIRE DOOR *** | 3 |  | 4710Y SE
BPC306Q | AL | D-B-19-202-001 | 2 | HANDLE | HANDLE, TYPICAL, QA 0, HANDLE, ; REX CUP AND DROP HANDLE W/NO 28 SUPPORT PAD *** | 0 |  | 4710Y SE
BQA421V | AL | D-A-24-202-005 | 3 | HANDLE | HANDLE, TYPICAL, QA 0, HANDLE, MANUAL CONTROL; HANDLE FOR DEZURIK 2 INCH THROT VALVE PART | 0 |  | 4710Y SE
BQA791R | AL | D-A-04-202-003 | 23 | HANDLE | HANDLE, DOOR, QA 3, HANDLE, DOOR; FLUSH, FOR HOFFMAN ENCLOSURES, UNID# VARIOUS SAFETY AND | 3 |  | 4710Y SE
BRE068D | AL | D-A-10-201-001 | 3 | HANDLE | HANDLE, TYPICAL, QA 0, HOUSING, 1/2 IN, 3 IN, 5-1/2 IN, MANUAL TURNING, HANDLE, HOUSING; 3 IN X 5.5 IN X .5 IN SHAFT, MANUAL TURNING, FOR: | 0 |  | 5120M SE
BTP079K | AL | D-B-16-000-001 | 9 | HANDLE | HANDLE, TYPICAL, QA 3, HANDLE, CIRCUIT BREAKER; OPERATING, WITH LOCK, FRAME TYPE FD *** | 3 | B | 5925B SE
BTT112A | AL | D-B-16-000-001 | 14 | HANDLE | HANDLE, TYPICAL, QA 0, HANDLE, VALVE; FOR 1 IN,CONTROMATIC 600 LB BALL VALVE,2600 PSI AT 226 | 0 | C | 48200 SE
BVE016L | AL | D-A-14-302-001 | 43 | HANDLE | HANDLE, SWITCH, QA 3, HANDLE, MANUAL CONTROL; OVAL STYLE, GE TYPE SB MODIFIED TO FIT SBM | 3 |  | 4710Y SE
BVR000P | AL | A-A-01-000-001 | 27 | HANDLE | HANDLE, TYPICAL, QA 3, HANDLE, ACTUATOR; LOCKING,LEVER,CHROME FINISH,90 DEGREE CLOCKWISE | 3 | B | 48200 SE
CBP346M | AL | D-A-12-202-004 | 1 | HANDLE | HANDLE, DOOR, QA 0, HANDLE, DOOR; LATCH, WITHOUT THE KEY LOCK *** | 0 |  | 4710Y SE
AEN113E | AL | L-A-06-000-002 | 6 | HANDLE | HANDLE, TYPICAL, QA 0, HANDLE, ; RACKING, (CRANK) *** | 0 | P | 5925B SE
AKJ299T | AL | M-A-08-000-002 | 100 | HANDLE | HANDLE, TYPICAL, QA 0, HANDLE, LIGHT; MATERIAL: RUBBER *** | 0 | P | 6230R SE
ALV520D | AL | L-A-09-000-002 | 1 | HANDLE | HANDLE, TOOL, QA 0, HANDLE, SCOOP,LABORATORY; LAB SCOOP *** | 0 | P | 6630D SE
AMW263G | AL | M-A-08-000-002 | 2 | HANDLE | HANDLE, TYPICAL, QA 0, HANDLE, MANUAL CONTROL; KNOB, RELIEF VALVE, FOR TESTER, DEAD WEIGHT | 0 | P | 4710Y SE
AMW363C | AL | M-A-08-000-002 | 2 | HANDLE | HANDLE, TYPICAL, QA 0, HANDLE, ; VERNIER, FOR DEADWEIGHT TESTER TYPE T *** | 0 | P | 6695D SE
AXX547B | AL | M-A-03-000-002 | 2 | HANDLE | HANDLE, TYPICAL, QA 3, HANDLE, MANUAL CONTROL; STEEL SA105, TEE, FOR 1.0 IN WELDBOND VALVE | 3 | P | 4710Y SE
BLA290L | AL | L-A-09-000-002 | 1 | HANDLE | HANDLE, TYPICAL, QA 3, HANDLE, MANUAL CONTROL; 6 SIDE OCTAGON, 6.75 IN LONG, 0.37 IN THICK | 3 | P | 2910O SE
BLR451X | AL | L-A-07-000-002 | 14 | HANDLE | HANDLE, TOOL, QA 0, HANDLE, EXTENSION; 2-1/2 IN DIA X 46 IN LONG, FOR HEPA VACUUM. *** | 0 | P | 7920P SE
BNB619D | AL | L-A-03-000-002 | 3 | HANDLE | HANDLE, DOOR, QA 3, HANDLE, DOOR; LIFT AND TURN, BRIGHT CHROME FINISH, SERIES 300, FOR GE | 3 | P | 4710Y SE
BNP979G | AL | M-A-06-000-002 | 5 | HANDLE | HANDLE, TYPICAL, QA 3, HANDLE, MANUAL CONTROL; FOR VIKING VALVES, ITEM 2 ON MODEL C-1 AS | 3 | P | 4710Y SE
BQK060M | AL | M-A-01-000-002 | 48 | HANDLE | HANDLE, TYPICAL, QA 3, CIRCUIT BREAKER, HANDLE, MANUAL CONTROL; ROTARY, FOR CIRCUIT BREAKER, ON 480 VOLT MOTOR | 3 | B | 61100 SE
BWD442B | AL | T-A-01-000-002 | 5 | HANDLE | HANDLE, TYPICAL, QA 3, HANDLE, VALVE; FOR AMERICAN METER 0.5 INCH ANGLE GLOBE VALVE, MODEL | 3 | C | 48200 SE
BXE452W | AL | L-A-09-000-002 | 2 | HANDLE | HANDLE, TYPICAL, QA 3, HANDLE, VALVE; PHENOLIC, BLACK, FOR USE WITH WHITEY VALVE MODEL SS-1KS | 3 | C | 48200 SE
BXE454Q | AL | L-A-09-000-002 | 4 | HANDLE | HANDLE, TYPICAL, QA 3, HANDLE, VALVE; PHENOLIC, RED, FOR USE WITH WHITEY VALVE MODEL SS-1KS4 | 3 | C | 48200 SE
BXG711L | AL | L-A-13-000-002 | 1 | HANDLE | HANDLE, SWITCH, QA 0, HANDLE, SWITCH; LOCKING WITH KEY, CORBIN LOCK, HANDLE & ESCUTCHEON | 0 | B | 59300 SE
CBK507D | AL | L-A-03-000-002 | 2 | HANDLE | HANDLE, TYPICAL, QA 0, HANDLE, VALVE; FOR MANUAL OPERATOR ON 12 INCH CRANE BUTTERFLY VALVE | 0 | C | 48200 SE
CBK508B | AL | L-A-03-000-002 | 2 | HANDLE | HANDLE, TYPICAL, QA 0, HANDLE, VALVE; FOR MANUAL OPERATOR ON 8 INCH CRANE BUTTERFLY VALVE MOD | 0 | C | 48200 SE
AWL866F | AL | A-A-01-000-001 | 10 | HANDSET | HANDSET, COMMUNICATION, QA 0, HANDSET, ; BEIGE, STANDARD, 072.000 IN CORD *** | 0 | P | 5965A SE
AHJ055T | AL | A-A-01-000-001 | 1 | HANDWHEEL | HANDWHEEL, OPERATOR, QA 0, HANDWHEEL, ROUND; TYPE: ROUND *** | 0 | P | 4710Y SE
ARN392B | AL | A-A-01-000-001 | 1 | HANDWHEEL | HANDWHEEL, OPERATOR, QA 0, HANDWHEEL, ROUND; SIZE: 04.750000 ( 4 3/4), TYPE: ROUND *** | 0 | P | 4710Y SE
ATN400D | AL | A-A-01-000-001 | 4 | HANDWHEEL | HANDWHEEL, OPERATOR, QA 3, ROUND, , FOR VALVE TYPE SMB-2 OPERATOR | 3 | C | 48200 SE
AVD272P | AL | A-A-01-000-001 | 2 | HANDWHEEL | HANDWHEEL, OPERATOR, QA 3, VALVE, 1-1/4 IN, 18 IN, STEEL, *** ROUND, 0.250" KEYWAY, FOR COPES VULCAN 8" GLOBE VALVE MODEL | 3 | C | 4710Y SE
AXX375E | AL | D-A-17-302-001 | 2 | HANDWHEEL | HANDWHEEL, OPERATOR, QA 0, HANDWHEEL, VALVE; PLASTIC AND STEEL, FOR MICROPAK GLOBE VALVE, MODEL | 0 |  | 48200 SE
AYN420D | AL | A-A-01-000-001 | 2 | HANDWHEEL | HANDWHEEL, OPERATOR, QA 3, HANDWHEEL, ROUND; STEEL, 8 IN, FOR ACTUATOR, TYPE SMB, SB & SBD, SIZE | 3 | P | 48200 SE
AYV160K | AL | A-A-01-000-001 | 2 | HANDWHEEL | HANDWHEEL, OPERATOR, QA 3, HANDWHEEL, ROUND; STEEL, 12 IN, SIDE MOUNTED, PC#99, FOR VALVE | 3 | C | 48200 SE
BAV599G | AL | D-A-02-102-001 | 5 | HANDWHEEL | HANDWHEEL, OPERATOR, QA 0, HANDWHEEL, ACTUATOR; FOR VALVE ACTUATOR, MDT-1, DWG E1312 *** | 0 |  | 48200 SE
BAV739T | AL | A-A-01-000-001 | 3 | HANDWHEEL | HANDWHEEL, OPERATOR, QA 3, HANDWHEEL, ROUND; STEEL, PC 33A, FOR SMC-04 *** | 3 | P | 48200 SE
BFV008V | AL | D-A-02-102-002 | 5 | HANDWHEEL | HANDWHEEL, OPERATOR, QA 0, HANDWHEEL, ACTUATOR; FOR VALVE ACTUATOR, MODEL 3325SERIES 3300, SIZE | 0 |  | 48200 SE
BGY619G | AL | D-A-04-301-003 | 4 | HANDWHEEL | HANDWHEEL, OPERATOR, QA 3, HANDWHEEL, ROUND; BROACH SIZE 0.343 IN X 0.437 IN, FOR VALVE, GLOBE | 3 |  | 4710Y SE
BHT666M | AL | A-A-01-000-001 | 2 | HANDWHEEL | HANDWHEEL, OPERATOR, QA 3, HANDWHEEL, ROUND; STEEL, ASTM A-36, 1.00 IN THICK, 18 IN DIA, FOR 24 | 3 | P | 4710Y SE
BHW705W | AL | A-A-01-000-001 | 2 | HANDWHEEL | HANDWHEEL, OPERATOR, QA 3, HANDWHEEL, ROUND; STEEL, ASTM A-36, 12 IN DIA, 1.00 IN THICK, FOR 24 | 3 | P | 4710Y SE
BJP163R | AL | D-A-32-302-004 | 24 | HANDWHEEL | HANDWHEEL, OPERATOR, QA 0, HANDWHEEL, ROUND; MATERIAL: STEEL, SIZE: 02.000000 ( 2), TYPE: ROUND | 0 |  | 48200 SE
BJP683Y | AL | D-A-04-401-005 | 25 | HANDWHEEL | HANDWHEEL, OPERATOR, QA 3, HANDWHEEL, ROUND; CARBON STEEL, 3.5 IN OD, FOR 0.5 IN, 300 LB GATE | 3 | P | 4710Y SE
BJP684W | AL | D-A-04-401-008 | 25 | HANDWHEEL | HANDWHEEL, OPERATOR, QA 3, HANDWHEEL, ROUND; CARBON STEEL, 4 IN OD, FOR 0.75 IN, 300 LB GATE | 3 | P | 4710Y SE
BJP685T | AL | D-A-04-401-004 | 25 | HANDWHEEL | HANDWHEEL, OPERATOR, QA 3, HANDWHEEL, ROUND; CARBON STEEL, 4.5 IN OD, FOR 1IN, 300 LB GATE VALVE | 3 | P | 4710Y SE
BJP686Q | AL | D-A-35-201-000 | 25 | HANDWHEEL | HANDWHEEL, OPERATOR, QA 3, HANDWHEEL, ROUND; CARBON STEEL, FOR 0.5 AND 0.75IN, 400 LB GLOBE | 3 | P | 4710Y SE
BJQ624A | AL | F-A-27-202-000 | 1 | HANDWHEEL | HANDWHEEL, OPERATOR, QA 3, 18 IN, MILD STEEL, HANDWHEEL, ROUND; MILD STEEL, 18 IN DIA, DWG 3037-4, REF 2, FOR WATER | 3 | C | 4710Y SE
BKT070D | AL | D-A-13-401-001 | 18 | HANDWHEEL | HANDWHEEL, OPERATOR, QA 3, HANDWHEEL, ROUND; VALVE MALLEABLE IRON, 3.0625 IN HOLE, 0.40 IN HOLE | 3 |  | 4710Y SE
BLJ216C | AL | D-A-32-302-004 | 19 | HANDWHEEL | HANDWHEEL, OPERATOR, QA 0, HANDWHEEL, ROUND; SIZE: 00.375000, TYPE: ROUND *** | 0 |  | 48200 SE
BXN820V | AL | A-A-01-000-001 | 1 | HANDWHEEL | HANDWHEEL, OPERATOR, QA 1, HANDWHEEL, ROUND; SHAFT, LOWER INTERIOR,ITEM #40 ON WBN-VTD-C310-0020 | 1 | C | 4710Y SE
ARF793W | AL | T-A-01-000-002 | 3 | HANDWHEEL | HANDWHEEL, OPERATOR, QA 3, HANDWHEEL, ROUND; CAST IRON, STRAIGHT, NOT BORED, SEMIFINISHED, 12 IN | 3 | P | 4710Y SE
ARN392B | AL | T-A-01-000-002 | 10 | HANDWHEEL | HANDWHEEL, OPERATOR, QA 0, HANDWHEEL, ROUND; SIZE: 04.750000 ( 4 3/4), TYPE: ROUND *** | 0 | P | 4710Y SE
ATN399N | AL | T-A-02-000-002 | 2 | HANDWHEEL | HANDWHEEL, OPERATOR, QA 3, ROUND, , FOR VALVE TYPE SMB-1 OPERATOR | 3 | C | 48200 SE
ATN400D | AL | T-A-02-000-002 | 2 | HANDWHEEL | HANDWHEEL, OPERATOR, QA 3, ROUND, , FOR VALVE TYPE SMB-2 OPERATOR | 3 | C | 48200 SE
AVF228G | AL | M-A-16-000-002 | 2 | HANDWHEEL | HANDWHEEL, OPERATOR, QA 3, HANDWHEEL, ROUND; RED, 004.000 IN, FOR 001.500 IN FIRE VALVE, FIG | 3 | P | 4710Y SE
AYF310Q | AL | L-A-09-000-002 | 3 | HANDWHEEL | HANDWHEEL, OPERATOR, QA 0, HANDWHEEL, ROUND; TYPE: ROUND *** | 0 | P | 4710Y SE
BAN321Q | AL | M-A-16-000-002 | 6 | HANDWHEEL | HANDWHEEL, OPERATOR, QA 3, HANDWHEEL, ROUND; ALUMINUM, FOR ANGLE VALVE, 1.5 IN, THREADED | 3 | P | 4710Y SE
BAN324J | AL | M-A-13-000-002 | 21 | HANDWHEEL | HANDWHEEL, OPERATOR, QA 3, ALUMINUM, HANDWHEEL, ROUND; ALUMINUM, FOR ANGLE VALVE, 2.5 IN, THREADED | 3 | P | 4710Y SE
BBF941P | AL | M-A-16-000-002 | 2 | HANDWHEEL | HANDWHEEL, OPERATOR, QA 3, HANDWHEEL, ROUND; MALLEABLE IRON ASTM A197, WITHSTEEL HEX NUT, SIZE | 3 | P | 4710Y SE
BCB001F | AL | M-A-16-000-002 | 2 | HANDWHEEL | HANDWHEEL, OPERATOR, QA 3, HANDWHEEL, ROUND; STEEL, FOR GATE VALVE, 3 IN, 150 PSIG AT 200 DEG F | 3 | P | 4710Y SE
BGL354E | AL | M-A-16-000-002 | 3 | HANDWHEEL | HANDWHEEL, OPERATOR, QA 3, VALVE, HANDWHEEL, ROUND; FOR VALVE, GLOBE, 0.5 IN, 600 PSI, MODEL 5500 *** | 3 | P | 4710Y SE
BHQ220L | AL | T-A-01-000-002 | 1 | HANDWHEEL | HANDWHEEL, OPERATOR, QA 1, HANDWHEEL, ROUND; FOR OPERATOR, SIZE SMB-1, AND/OR SB-1, SBD-1, AND | 1 | P | 48200 SE
BJG500J | AL | M-A-01-000-002 | 2 | HANDWHEEL | HANDWHEEL, OPERATOR, QA 3, HANDWHEEL, ROUND; MALLEABLE IRON, 14 IN DIA, FORGATE VALVE, 4 IN, 900 | 3 | P | 4710Y SE
BJJ005X | AL | M-A-16-000-002 | 22 | HANDWHEEL | HANDWHEEL, OPERATOR, QA 3, HANDWHEEL, ROUND; COMPOSITION TYPE, FOR SIGHT GLASS, P/N 25-205-10, ON | 3 | P | 4710Y SE
BJP683Y | AL | L-A-09-000-002 | 15 | HANDWHEEL | HANDWHEEL, OPERATOR, QA 3, HANDWHEEL, ROUND; CARBON STEEL, 3.5 IN OD, FOR 0.5 IN, 300 LB GATE | 3 | P | 4710Y SE
BJP684W | AL | L-A-09-000-002 | 15 | HANDWHEEL | HANDWHEEL, OPERATOR, QA 3, HANDWHEEL, ROUND; CARBON STEEL, 4 IN OD, FOR 0.75 IN, 300 LB GATE | 3 | P | 4710Y SE
BJP685T | AL | L-A-09-000-002 | 13 | HANDWHEEL | HANDWHEEL, OPERATOR, QA 3, HANDWHEEL, ROUND; CARBON STEEL, 4.5 IN OD, FOR 1IN, 300 LB GATE VALVE | 3 | P | 4710Y SE
BJP686Q | AL | L-A-09-000-002 | 14 | HANDWHEEL | HANDWHEEL, OPERATOR, QA 3, HANDWHEEL, ROUND; CARBON STEEL, FOR 0.5 AND 0.75IN, 400 LB GLOBE | 3 | P | 4710Y SE
BJQ632B | AL | L-A-09-000-002 | 2 | HANDWHEEL | HANDWHEEL, OPERATOR, QA 0, SS, HANDWHEEL, ROUND; MATERIAL: STAINLESS STEEL, SIZE: 02.000000 ( 2) | 0 | P | 4710Y SE
BJQ638Y | AL | L-A-09-000-002 | 2 | HANDWHEEL | HANDWHEEL, OPERATOR, QA 0, SS, HANDWHEEL, ROUND; MATERIAL: STAINLESS STEEL, SIZE: 03.000000 ( 3) | 0 | P | 4710Y SE
BJQ639W | AL | L-A-09-000-002 | 2 | HANDWHEEL | HANDWHEEL, OPERATOR, QA 0, SS, HANDWHEEL, ROUND; MATERIAL: STAINLESS STEEL, TYPE: ROUND SPECIAL | 0 | P | 4710Y SE
BJX040D | AL | L-A-09-000-002 | 14 | HANDWHEEL | HANDWHEEL, OPERATOR, QA 3, HANDWHEEL, ROUND; HARD BLACK PLASTIC, WITH ONE EA PHILLIPS HEAD SCREW | 3 | P | 2910O SE
BKC151K | AL | L-A-09-000-002 | 8 | HANDWHEEL | HANDWHEEL, OPERATOR, QA 3, VALVE, 3/8 IN, HANDWHEEL, ROUND; 0.375 IN SQUARE HOLE, FOR 0.25IN GLOBE VALVE, MODEL | 3 | P | 4710Y SE
BLM692V | AL | L-A-09-000-002 | 5 | HANDWHEEL | HANDWHEEL, OPERATOR, QA 3, HANDWHEEL, ROUND; HANDWHEEL, FOR 1 IN 200 LB WP, SS, VALVE SEAL, *** | 3 | P | 4710Y SE
BPQ427D | AL | T-A-01-000-002 | 4 | HANDWHEEL | HANDWHEEL, OPERATOR, QA 3, HANDWHEEL, ROUND; FOR 3/8 INCH DAHL GLOBE VALVE *** | 3 | C | 48200 SE
BQQ935K | AL | P-A-LL-ET0-085 | 1 | HANDWHEEL | HANDWHEEL, OPERATOR, QA 3, HANDWHEEL, VALVE; FOR VALVE, GATE, 3 IN. MAX OD = 16 WCL. DRAWING# | 3 | C | 48200 SE
BVK765R | AL | T-A-01-000-002 | 1 | HANDWHEEL | HANDWHEEL, OPERATOR, QA 0, HANDWHEEL, VALVE; C/W NUT, FOR 1.5 INCH , M/N 5500W HANCOCK VALVE. *** | 0 | C | 48200 SE
BXT726K | AL | L-A-13-000-002 | 6 | HANDWHEEL | HANDWHEEL, OPERATOR, QA 3, HANDWHEEL, VALVE; FOR 1-1/2" HANCOCK MODEL 5500W GLOBE VALVE, 600 LB | 3 | C | 48200 SE
ADJ470V | AL | D-A-24-201-002 | 1 | HANGER | HANGER, TYPICAL, QA 0, VALVE, HANGER, ; VALVE,FOR 004.000IN,900 PSI, SWING CHECK PRESSURE SEAL | 0 | C | 48200 SE
AET677A | AL | D-A-27-301-008 | 6 | HANGER | HANGER, TYPICAL, QA 0, HANGER, LIGHTING FIXTURE; FIXTURE, FLEXIBLE, SURFACE MTG *** | 0 | P | 6210P SE
ATK461V | AL | D-B-25-201-001 | 1 | HANGER | HANGER, PIPE, QA 0, 7/8 IN, CS, BOLTED, W/ WELDED BEAM ATTACHMENT, CARBON STEEL, WELDED BEAM ATTACHMENTS, COMPLETE WITH | 0 |  | 4710Y SE
AXJ607D | AL | D-A-31-201-016 | 65 | HANGER | HANGER, CONDUIT, QA 3, HANGER, PIPE; STEEL, GALVANIZED, RIGHT ANGLE, 0.75 IN, CONDUIT | 3 |  | 5975B SE
AYC123V | AL | A-A-01-000-001 | 1 | HANGER | HANGER, TYPICAL, QA 1, HANGER, VALVE; HANGER, STEEL, REF 4; FOR 3.00 IN, 150 PSIG, DWG | 1 | P | 48200 SE
AYD846D | AL | D-A-04-302-004 | 1 | HANGER | HANGER, TYPICAL, QA 0, LIGHTING FIXTURE, 1/2 IN, BALL TYPE, HANGER, LIGHTING FIXTURE; FLEXIBLE, BALL TYPE, SIZE, 0.500 IN, FOR | 0 |  | 6210P SE
BAP005M | AL | D-A-17-302-001 | 125 | HANGER | HANGER, CONDUIT, QA 0, HANGER, PIPE; STEEL, CONDUIT, 1 IN PIPE SIZEWITH BOLTS *** | 0 |  | 5975B SE
BFE490N | AL | D-A-29-302-003 | 20 | HANGER | HANGER, CONDUIT, QA 3, RIGHT ANGLE, 1-1/2 IN, GALVANIZED CS, PIPE, CONDUIT | 3 |  | 5975B SE
BGN404G | AL | D-A-32-302-004 | 1 | HANGER | HANGER, PIPE, QA 0, HANGER, PIPE; ALUMINUM, 0.75 IN, ONE HOLE *** | 0 |  | 5975B SE
BHN176V | AL | D-A-01-401-007 | 13 | HANGER | HANGER, PIPE, QA 0, CLEVIS, 1/2 IN, STEEL, ADJUSTABLE, HANGER, PIPE; STEEL, CLEVIS TYPE, ADJUSTABLE0.50 IN PIPE, WITH 0.250 | 0 |  | 4710Y SE
BHN559B | AL | D-A-12-202-001 | 4 | HANGER | HANGER, CONDUIT, QA 1, HANGER, PIPE; STEEL, 11 GA, ASTM A570, GR 33,ELECTRO-GALVANIZED, 4 IN | 1 |  | 5975B SE
BLM140F | AL | D-A-12-101-000 | 14 | HANGER | HANGER, PIPE, QA 1, HANGER, PIPE; HANGER, PIPE, ADJUSTABLE SWIVEL RING, CARBON STEEL, ZINC | 1 |  | 4710Y SE
BNM094T | AL | D-A-30-401-000 | 3 | HANGER | HANGER, PIPE, QA 0, HANGER, ; VARIABLE SPRING HANGER, SIZE 120 *** | 0 |  | 4470C SE
BNM095Q | AL | D-A-30-401-000 | 3 | HANGER | HANGER, PIPE, QA 0, HANGER, ; VARIABLE SPRING HANGER, SIZE 120 *** | 0 |  | 4470C SE
BTN618X | AL | A-A-01-000-001 | 585 | HANGER | HANGER, PIPE, QA 1, HANGER, PIPE; STEEL, 12 GAGE, ASTM A570, GR 33, EG FINISH, 2.00 IN | 1 | D | 5975B SE
BYM435J | AL | D-A-27-301-003 | 2 | HANGER | HANGER, PIPE, QA 0, PIPE ASSY, REACTOR FEEDWATER; PIPE SUPPORT ASSEMBLIES CONSISTING OF: | 0 |  | 4470C SE
CHY867F | AL | D-B-29-302-001 | 1 | HANGER | HANGER, TYPICAL, QA 1, DISC HOLDER, CS, MATERIAL SPEC: A216 GR WCB, FOR 3 INCH 300 POUND SWING CHECK VALVE, | 1 |  | 48200 SE
CLA657F | AL | D-B-17-302-001 | 1 | HANGER | HANGER, TYPICAL, QA 3, VALVE, , FOR WILLIAM POWELL 8 INCH SWING CHECK VALVE, VALVE MODEL NO. 6061WE, | 3 |  | 4730P SE
APF399D | AL | L-A-06-000-002 | 5 | HANGER | HANGER, TYPICAL, QA 3, HANGER, ; FOR SERVICE & HANDLING SYSTEM REFUELING PLATFORM FUEL | 3 | P | 4470C SE
AYC123V | AL | M-A-06-000-002 | 2 | HANGER | HANGER, TYPICAL, QA 1, HANGER, VALVE; HANGER, STEEL, REF 4; FOR 3.00 IN, 150 PSIG, DWG | 1 | P | 48200 SE
BJR135L | AL | T-A-05-000-002 | 4 | HANGER | HANGER, TYPICAL, QA 3, LIGHTING FIXTURE, 1/2 IN, 250 LB LOAD, BALL TYPE, , 15 DEG SWING ALL DIRECTIONS | 3 | B | 6210P SE
BWT203V | AL | T-A-01-000-002 | 10 | HANGER | HANGER, PIPE, QA 0, 3 IN, CARBON STEEL, ADJUSTABLE, BLACK, HANGER, PIPE; 3.00", ADJUSTABLE BAND, CARBONSTEEL, BLACK FINISH *** | 0 | C | 4710Y SE
BXE681D | AL | 1-A-03-000-001 | 25 | HARNESS | HARNESS, SAFETY, QA 0, INDUSTRIAL, EXTRA SMALL, LIGHTWEIGHT, NYLON, FULL BODY HARNESS, YELLOW/BLACK, ANSI | 0 | C | 4240P SE
BXE698V | AL | 1-A-03-000-001 | 15 | HARNESS | HARNESS, SAFETY, QA 0, INDUSTRIAL, SMALL, LIGHTWEIGHT, NYLON, FULL BODY HARNESS, ANSI | 0 | C | 4240P SE
ARG978B | AL | M-A-13-000-002 | 66 | HARNESS | HARNESS, TYPICAL, QA 0, HARNESS, HEAD RESPIRATOR; BLACK,FACEPIECE, FOR ULTRA FILTER AND ULTRA | 0 | P | 4240P SE
BCM674F | AL | L-A-03-000-002 | 3 | HARNESS | HARNESS, TYPICAL, QA 0, HARNESS ASSY, ; LEFT SHOULDER, W/HARDWARE, FORSUCBA EQUIPMENT *** | 0 | P | 4220I SE
BCM675D | AL | L-A-03-000-002 | 3 | HARNESS | HARNESS, TYPICAL, QA 0, HARNESS ASSY, ; RIGHT SHOULDER, W/HARDWARE, FOR SCUBA EQUIPMENT *** | 0 | P | 4220I SE
BNH179G | AL | D-A-08-201-000 | 20 | HAT | HAT, HARD, QA 0, ADJUSTABLE, TAN, HELMET, SAFETY; STYLE: HAT, COLOR: TAN, SIZE: ADJUSTABLE *** | 0 |  | 4240P SE
ACW153F | AL | D-A-27-301-002 | 3 | HEAD | HEAD, PRINT, QA 3, WHEEL, RECORDER; NUMERIC ASSY, REV O, FOR GE RECORDER MULTIPLE | 3 |  | 6695D SE
AEW983Q | AL | D-A-27-301-002 | 3 | HEAD | HEAD, PRINT, QA 0, WHEEL ASSY, RECORDER; INK, MULTI-COLOR, FOR RECORDER, TEMPERATURE | 0 | P | 6695D SE
AJF864B | AL | J-B-12-009-001 | 3 | HEAD | HEAD, TYPICAL, QA 0, HEAD ASSY, BOILER; SPRAY, COMPLETE WITH PLUG, FORBOILER *** | 0 | P | 6695D SE
AJW762G | AL | A-A-01-000-001 | 3 | HEAD | HEAD, PRINT, QA 3, WHEEL ASSY, RECORDER; FOR RECORDER, MULTIPLE PURPOSE, MODEL M5E *** | 3 | P | 6695D SE
AKW048P | AL | D-A-27-301-002 | 3 | HEAD | HEAD, PRINT, QA 0, WHEEL ASSY, RECORDER; INK, FOR GE TEMPERATURE RECORDER, MODEL | 0 |  | 6695D SE
ANY741M | AL | D-A-04-301-004 | 6 | HEAD | HEAD, SPRINKLER, QA 0, 1/2 IN, FIRE PROTECTION, BRASS, 165 DEG F, MNPT, HEAD, SPRINKLER,FIRE PROT; BRASS, FUSIBLE LINK TYPE, 0.5 IN ORIFICE, | 0 |  | 4210N SE
APD344H | AL | A-A-01-000-001 | 7 | HEAD | HEAD, SPRINKLER, QA 0, 1/2 IN, FIRE PROTECTION, BRASS, 165 DEG F, THREADED, HEAD, SPRINKLER,FIRE PROT; BRASS BODY, FUSABLE LINK, DESIGNED TO | 0 | P | 4210N SE
ARA721G | AL | D-A-08-401-000 | 48 | HEAD | HEAD, MOP, QA 0, DUSTING, 24 IN (2 FT), COTTON | 0 |  | 7920P SE
ATD524W | AL | A-A-01-000-001 | 2 | HEAD | HEAD, TYPICAL, QA 0, HEAD, ; INNER PISTON, 1ST STAGE, ITEM 7, 10 OD X 8.250 IN ID, FOR | 0 | P | 5130U SE
ATD525T | AL | A-A-01-000-001 | 2 | HEAD | HEAD, TYPICAL, QA 0, HEAD, ; INNER PISTON, 2ND STAGE, ITEM 8, 11 OD X 9.500 IN ID, FOR | 0 | P | 5130U SE
ATG018K | AL | D-A-32-104-001 | 2 | HEAD | HEAD, TYPICAL, QA 0, HEAD, ; VESSEL, FOR SODIUM ANALYZER MODEL 2000, SERIES B *** | 0 | P | 6630D SE
AVK701W | AL | D-A-32-104-001 | 2 | HEAD | HEAD, TYPICAL, QA 0, HEAD, PUMP; PLASTIC, BLACK, THREADED SIDES AND FIVE HOLES, FOR | 0 | P | 6630D SE
AWB346Q | AL | A-A-01-000-001 | 1 | HEAD | HEAD, TYPICAL, QA 0, HEAD ASSY, ; SENSING, DIFFUSION, FOR HYDROGEN ANALYZER MODEL I-502 *** | 0 | P | 6630D SE
AWJ776T | AL | A-A-01-000-001 | 1 | HEAD | HEAD, TYPICAL, QA 0, HEAD, SAFETY PRESS RELIEF; SAFETY, PRESSURE RELIEF, 75 PSI, FOR MODEL | 0 | P | 48200 SE
AWL140A | AL | A-A-01-000-001 | 1 | HEAD | HEAD, PRINT, QA 0, PRINTWHEEL ASSY, ; PLASTIC, BLACK, CODED WITH NUMBERS AND LETTERS | 0 | P | 7021A SE
AWM411L | AL | A-A-01-000-001 | 1 | HEAD | HEAD, TYPICAL, QA 0, HEAD, PUMP; STAINLESS STEEL, TYPE 316, REF004, FOR PUMP MODEL | 0 | P | 4320U SE
AWQ218Y | AL | D-A-27-301-002 | 10 | HEAD | HEAD, THERMOCOUPLE, QA 0, 1/2 IN, ALUMINUM, NPT, HEAD, ; THERMOCOUPLE, ALUMINUM TAPPED, 000.500 IN NPT OPENINGS, FOR | 0 |  | 6695D SE
AWV052E | AL | A-A-01-000-001 | 1 | HEAD | HEAD, TYPICAL, QA 0, HEAD, ; REMOTE SENSING, FOR COMBUSTIBLE GAS ANALYZER, MODEL I-502 *** | 0 | P | 6630D SE
AYG276D | AL | D-A-32-104-001 | 3 | HEAD | HEAD, TYPICAL, QA 0, HEAD, PUMP; STEEL, FLOW RATE 3.8 ML, WITH TUBING P/N L-06408-52 OR | 0 | P | 6630D SE
BAC888N | AL | A-A-01-000-001 | 3 | HEAD | HEAD, TYPICAL, QA 0, HEAD, PUMP; LIQUID, REAGENT STRAIGHT THRU,COMPLETE WITH TUBE NUT | 0 | P | 4320U SE
BCY186E | AL | D-B-07-202-005 | 1 | HEAD | HEAD, TYPICAL, QA 0, HEAD, CONDENSER; R-FLAT, FOR CONDENSER, CDS-289,MATERIAL BD-154-069 | 0 | P | 4520N SE
BHE080L | AL | D-A-32-104-001 | 1 | HEAD | HEAD, TYPICAL, QA 0, HEAD, PUMP; HARD PLASTIC, BLACK, ROUND, 2 IN DIA, 0.5 IN INTERNAL | 0 | P | 6630D SE
BKM875R | AL | D-A-20-201-000 | 14 | HEAD | HEAD, SPRINKLER, QA 3, 1/2 IN, FIRE PROTECTION, BRASS, 165 DEG F, THREADED, HEAD, SPRINKLER,FIRE PROT; UPRIGHT, PLAIN FINISH, BRASS FRAME, R | 3 |  | 4210N SE
BKP110L | AL | D-A-29-202-005 | 75 | HEAD | HEAD, SPRINKLER, QA 3, 1/2 IN, FIRE PROTECTION, BRASS, 165 DEG F, THREADED, HEAD, SPRINKLER,FIRE PROT; BRASS, 0.5 IN ORIFICE, 0.5 IN NPT, 16 | 3 |  | 4210N SE
BKP115Y | AL | D-A-29-202-006 | 75 | HEAD | HEAD, SPRINKLER, QA 3, 1/2 IN, FIRE PROTECTION, BRASS, 212 DEG F, THREADED, HEAD, SPRINKLER,FIRE PROT; BRASS, 0.5 IN ORIFICE, 0.5 IN NPT, 21 | 3 |  | 4210N SE
BKP116W | AL | D-A-07-402-006 | 75 | HEAD | HEAD, SPRINKLER, QA 3, 1/2 IN, FIRE PROTECTION, BRASS, 165 DEG F, THREADED, HEAD, SPRINKLER,FIRE PROT; BRASS, 0.5 IN ORIFICE, 0.5 IN NPT, 16 | 3 |  | 4210N SE
BLA547X | AL | A-A-01-000-001 | 1 | HEAD | HEAD, TYPICAL, QA 0, HEAD, PUMP; STAINLESS STEEL, ROTOR, STANDARD LOAD, FOR PUMP, P/N | 0 | P | 6630D SE
BLA692L | AL | D-B-25-201-001 | 19 | HEAD | HEAD, PRINT, QA 0, PRINT HEAD, ; THINKJET, FOR CHEMISTRY CONTROL. *** | 0 |  | 7021A SE
BRW445A | AL | A-A-01-000-001 | 20 | HEAD | HEAD, SPRINKLER, QA 3, HEAD, SPRINKLER,FIRE PROT; PROTECTOSPRAY,NON-AUTOMATIC,FIXED | 3 | C | 4210N SE
BTG308D | AL | A-A-01-000-001 | 1 | HEAD | HEAD, TYPICAL, QA 1, CLASS 2, HEAD, VALVE; SWIVEL HEAD ASTM A105, FOR 1" 1500# Y-TYPE WALWORTH GLOBE | 1 | B | 48200 SE
BVE875C | AL | D-A-16-302-002 | 1 | HEAD | HEAD, TYPICAL, QA 3, SUCTION PIECE, PUMP; HEAD, FOR RBCCW PUMP, MODEL #6-CNR-104, SERIAL | 3 |  | 4320U SE
BWM831N | AL | D-B-16-000-001 | 2 | HEAD | HEAD, TYPICAL, QA 3, HEAD, TEMPERATURE DETECTOR; CONNECTION,EXPLOSION PROOF,ALUMINUM,NEMA | 3 | B | 6695D SE
BXN045P | AL | A-A-01-000-001 | 4 | HEAD | HEAD, TYPICAL, QA 3, HEAD, CONDENSER; RETURN END, STEEL, FOR CHILLER UNIT, MODEL P1050W1R | 3 | B | 4520N SE
BYX054C | AL | A-A-01-000-001 | 1 | HEAD | HEAD, TYPICAL, QA 0, HEAD, CHILLER; FRONT, CONDENSER *** | 0 | C | 4520N SE
ARG856R | AL | M-A-08-000-002 | 20 | HEAD | HEAD, SPRINKLER, QA 3, HEAD, SPRINKLER,FIRE PROT; BRASS BODY, 000.500 IN, SIDE WALL TYPE | 3 | P | 4210N SE
ARJ946E | AL | M-A-13-000-002 | 16 | HEAD | HEAD, TYPICAL, QA 2, CRAB, ; STEEL, INJECTOR, FOR 4400.000 KILOWATT TANDEM DIESEL | 2 | C | 2910O SE
AWL140A | AL | T-A-01-000-002 | 10 | HEAD | HEAD, PRINT, QA 0, PRINTWHEEL ASSY, ; PLASTIC, BLACK, CODED WITH NUMBERS AND LETTERS | 0 | P | 7021A SE
BAR438K | AL | L-A-13-000-002 | 1 | HEAD | HEAD, TYPICAL, QA 0, HEAD, LINEAR ACTUATING CYL; FRONT, FOR AIR CYLINDER, SERIES B, SINGLE | 0 | P | 3040D SE
BCY766V | AL | M-A-16-000-002 | 1 | HEAD | HEAD, PRINT, QA 0, PRINTHEAD, RECORDER; HYBRID DRIVER, FOR RECORDER, MULTIPLE PURPOSE | 0 | P | 6695D SE
BEQ612A | AL | L-A-03-000-002 | 1 | HEAD | HEAD, TYPICAL, QA 0, HEAD, PUMP; INLET, STEM, SEAT AND GASKET, FOR PRESSURE POWDERED PUMP | 0 | P | 4320U SE
BEQ618X | AL | L-A-03-000-002 | 1 | HEAD | HEAD, TYPICAL, QA 0, HEAD, PUMP; EXHAUST, SEAT WITH GASKET, FORPRESSURE POWDERED PUMP, TYPE | 0 | P | 4320U SE
BFY196Q | AL | L-A-09-000-002 | 8 | HEAD | HEAD, SPRINKLER, QA 3, 1/2 IN, FIRE PROTECTION, BRASS, 286 DEG F, THREADED, HEAD, SPRINKLER,FIRE PROT; BRASS, UPRIGHT, 0.50 IN ORIFICE, AUTO | 3 | P | 4210N SE
BGV935M | AL | P-A-LL-ET0-108 | 3 | HEAD | HEAD, TYPICAL, QA 0, POWERHEAD, ELECTRIC; COMPLETE, FOR USE WITH AUXILIARY BOILERS *** | 0 | C | 4410C SE
BKG990Y | AL | L-A-09-000-002 | 1 | HEAD | HEAD, TYPICAL, QA 0, HEAD, PUMP; SUCTION, FOR CENTRIFIGAL PUMP,MODEL A2DN84, MONOBLOC, S/N | 0 | P | 4320U SE
BKN102E | AL | M-A-13-000-002 | 1 | HEAD | HEAD, PRINT, QA 0, PRINTHEAD, ASSY; FOR PRINTER, MODEL LA-120 *** | 0 | P | 7021A SE
BLA180V | PR | A-B-08-000-002 | 1 | HEAD | HEAD, TYPICAL, QA 0, HEAD, ; FILTER VESSEL, 42 IN DIA, COMPLETE WITH 44 EA BOLTS, FOR | 0 | C | 4330N SE
BNN890H | AL | T-A-01-000-002 | 1 | HEAD | HEAD, TYPICAL, QA 3, HEAD ASSY, TEMP DETECTOR; FOR RESISTANCE TEMP DETECTOR, CADMIUM PLATED | 3 | B | 6695D SE
BQL112M | AL | L-A-02-000-002 | 1 | HEAD | HEAD, TYPICAL, QA 0, HEAD, PUMP; SUCTION, FOR TURNING GEAR OIL PUMP, MODEL NO 2CCNEJ-72 | 0 | C | 4320U SE
BTJ269H | AL | M-A-01-000-002 | 3 | HEAD | HEAD, PRINT, QA 3, PRINTHEAD, ASSY; RECORDER, FOR RECORDER MODEL M11E-48, S/N 6961 *** | 3 | B | 6695D SE
BTM099P | AL | M-A-05-000-002 | 2 | HEAD | HEAD, PRINT, QA 3, PRINTHEAD, RECORDER; DIGITAL, FOR PRINTER, AUTOMATED DATA PROCESS | 3 | B | 6695D SE
BWE378L | AL | L-A-09-000-002 | 11 | HEAD | HEAD, TYPICAL, QA 0, HEAD, PUMP; CYLINDER, FOR VACUUM PRIMING PUMP, MODEL SYCT500-1, S/N | 0 | C | 4320U SE
BXL887R | AL | L-A-13-000-002 | 10 | HEAD | HEAD, PRINT, QA 0, WHEEL, RECORDER; NUMERIC ASY, FOR RECORDER, MULTIPLE PURPOSE, 12 | 0 | C | 6695D SE
BMF156D | AL | A-A-01-000-001 | 6 | HEADSET | HEADSET, COMMUNICATION, QA 0, HEADSET-MICROPHONE, ; COMPLETE WITH ELECTRIC BUZZER,2 EA EARPIECES | 0 | P | 5965A SE
AJP777W | AL | A-A-01-000-001 | 12 | HEATER | HEATER, OVERLOAD, QA 0, HEATER, THERMAL RELEASE; OVERLOAD, RELAY *** | 0 | P | 61100 SE
ALG409K | AL | D-A-31-201-009 | 2 | HEATER | HEATER, ELECTRIC, QA 0, SPACE, 500, 240, HEATER, SPACE ELECTRIC; VOLTAGE: 240, VOLTAGE TYPE: AC, WATTAGE: 500 | 0 |  | 4520N SE
ARD295P | AL | D-A-29-302-011 | 1 | HEATER | HEATER, ELECTRIC, QA 0, SPACE, 750, 120, HEATER, SPACE ELECTRIC; VOLTAGE: 120, WATTAGE: 750 *** | 0 |  | 4520N SE
BFJ742M | AL | A-A-01-000-001 | 1 | HEATER | HEATER, ELECTRIC, QA 0, HEATER, DUCT TYPE STATIONARY; VOLTAGE: 480, VOLTAGE TYPE: AC, WATTAGE: | 0 | P | 4520N SE
BGV476V | AL | D-A-27-201-002 | 1 | HEATER | HEATER, ELECTRIC, QA 0, SPACE, 15 KW, 480, HEATER, SPACE ELECTRIC; VOLTAGE: 480, WATTAGE: 15 KW *** | 0 |  | 4520N SE
BJB083C | AL | A-A-01-000-001 | 9 | HEATER | HEATER, OVERLOAD, QA 1, HEATER, THERMAL RELEASE; OVERLOAD, RELAY *** | 1 | P | 61100 SE
BJB084A | AL | A-A-01-000-001 | 42 | HEATER | HEATER, OVERLOAD, QA 1, HEATER, THERMAL RELEASE; OVERLOAD, RELAY *** | 1 | P | 61100 SE
BJB090T | AL | A-A-01-000-001 | 12 | HEATER | HEATER, OVERLOAD, QA 1, HEATER, THERMAL RELEASE; OVERLOAD, RELAY *** | 1 | P | 61100 SE
BJB092B | AL | A-A-01-000-001 | 39 | HEATER | HEATER, OVERLOAD, QA 1, HEATER, THERMAL RELEASE; OVERLOAD, RELAY *** | 1 | P | 61100 SE
BJB101F | AL | A-A-01-000-001 | 23 | HEATER | HEATER, OVERLOAD, QA 1, HEATER, THERMAL RELEASE; OVERLOAD, RELAY *** | 1 | P | 61100 SE
BJB111B | AL | A-A-01-000-001 | 12 | HEATER | HEATER, OVERLOAD, QA 1, HEATER, THERMAL RELEASE; OVERLOAD, RELAY *** | 1 | P | 61100 SE
BJB117Y | AL | A-A-01-000-001 | 9 | HEATER | HEATER, OVERLOAD, QA 1, HEATER, THERMAL RELEASE; OVERLOAD, RELAY *** | 1 | P | 61100 SE
BJB118W | AL | A-A-01-000-001 | 9 | HEATER | HEATER, OVERLOAD, QA 1, HEATER, THERMAL RELEASE; OVERLOAD, RELAY | 1 | P | 61100 SE
BJB119T | AL | A-A-01-000-001 | 10 | HEATER | HEATER, OVERLOAD, QA 1, HEATER, THERMAL RELEASE; OVERLOAD, RELAY *** | 1 | P | 61100 SE
BJB130J | AL | A-A-01-000-001 | 35 | HEATER | HEATER, OVERLOAD, QA 1, HEATER, THERMAL RELEASE; OVERLOAD, RELAY *** | 1 | P | 61100 SE
BJB134Y | AL | A-A-01-000-001 | 12 | HEATER | HEATER, OVERLOAD, QA 1, HEATER, THERMAL RELEASE; OVERLOAD, RELAY *** | 1 | P | 61100 SE
BJB146P | AL | A-A-01-000-001 | 44 | HEATER | HEATER, OVERLOAD, QA 1, HEATER, THERMAL RELEASE; OVERLOAD, RELAY *** | 1 | P | 61100 SE
BJB148K | AL | A-A-01-000-001 | 12 | HEATER | HEATER, OVERLOAD, QA 1, HEATER, THERMAL RELEASE; OVERLOAD, RELAY *** | 1 | P | 61100 SE
BJB150C | AL | A-A-01-000-001 | 12 | HEATER | HEATER, OVERLOAD, QA 1, HEATER, THERMAL RELEASE; OVERLOAD, RELAY *** | 1 | P | 61100 SE
BJB152W | AL | A-A-01-000-001 | 45 | HEATER | HEATER, OVERLOAD, QA 1, HEATER, THERMAL RELEASE; OVERLOAD, RELAY *** | 1 | P | 61100 SE
BJL121R | AL | A-A-01-000-001 | 45 | HEATER | HEATER, OVERLOAD, QA 1, HEATER, THERMAL RELEASE; OVERLOAD, RELAY *** | 1 | P | 61100 SE
BJL122P | AL | A-A-01-000-001 | 39 | HEATER | HEATER, OVERLOAD, QA 1, HEATER, THERMAL RELEASE; OVERLOAD, RELAY *** | 1 | P | 61100 SE
BJL123M | AL | A-A-01-000-001 | 42 | HEATER | HEATER, OVERLOAD, QA 1, HEATER, THERMAL RELEASE; OVERLOAD, RELAY *** | 1 | P | 61100 SE
BJL124K | AL | A-A-01-000-001 | 38 | HEATER | HEATER, OVERLOAD, QA 1, HEATER, THERMAL RELEASE; OVERLOAD, RELAY *** | 1 | P | 61100 SE
BJL125H | AL | A-A-01-000-001 | 43 | HEATER | HEATER, OVERLOAD, QA 1, HEATER, THERMAL RELEASE; OVERLOAD, RELAY *** | 1 | P | 61100 SE
BJL126F | AL | A-A-01-000-001 | 45 | HEATER | HEATER, OVERLOAD, QA 1, HEATER, THERMAL RELEASE; OVERLOAD, RELAY *** | 1 | P | 61100 SE
BLQ126E | AL | D-A-02-202-000 | 8 | HEATER | HEATER, ELECTRIC, QA 0, SPACE, 3.5 KW, 440, HEATER, SPACE ELECTRIC; VOLTAGE: 440, WATTAGE: 3.5 KW *** | 0 | P | 4520N SE
BPB949H | AL | D-A-31-201-008 | 10 | HEATER | HEATER, ELECTRIC, QA 1, HEATER, THERMAL RELEASE; MAX MOTOR FULL LOAD CURRENT, (10CFR21 | 1 |  | 61100 SE
BPQ882L | AL | A-A-01-000-001 | 30 | HEATER | HEATER, OVERLOAD, QA 1, HEATER, THERMAL RELEASE; OVERLOAD *** | 1 | B | 61100 SE
BPQ885E | AL | A-A-01-000-001 | 60 | HEATER | HEATER, OVERLOAD, QA 1, HEATER, THERMAL RELEASE; OVERLOAD *** | 1 | B | 61100 SE
BPQ908X | AL | A-A-01-000-001 | 48 | HEATER | HEATER, OVERLOAD, QA 1, HEATER, THERMAL RELEASE; OVERLOAD *** | 1 | B | 61100 SE
BRH504E | AL | A-A-01-000-001 | 1 | HEATER | HEATER, ELECTRIC, QA 1, HEATER, IMMERSION; ELECTRIC IMMERSION TYPE, 15/20 KW, 480/550 VOLTS | 1 | B | 2910O SE
BRH504E | AL | F-A-27-101-000 | 1 | HEATER | HEATER, ELECTRIC, QA 1, HEATER, IMMERSION; ELECTRIC IMMERSION TYPE, 15/20 KW, 480/550 VOLTS | 1 | B | 2910O SE
BRQ495F | AL | F-A-19-201-000 | 1 | HEATER | HEATER, OVERLOAD, QA 1, G30T56, THERMAL RELEASE | 1 | B | 61100 SE
BTM891G | AL | A-A-01-000-001 | 50 | HEATER | HEATER, OVERLOAD, QA 1, HEATER, THERMAL REL OVERLOAD; OVERLOAD, CLASS G-30 *** | 1 | B | 5999D SE
BTM907W | AL | A-A-01-000-001 | 41 | HEATER | HEATER, TYPICAL, QA 1, HEATER, THERMAL REL OVERLOAD; OVERLOAD,CLASS G-30 *** | 1 | B | 5999D SE
BTM914Y | AL | D-B-16-000-001 | 13 | HEATER | HEATER, OVERLOAD, QA 1, HEATER, THERMAL REL OVERLOAD; OVERLOAD CLASS-30 *** | 1 | B | 5999D SE
BTM955G | AL | A-A-01-000-001 | 66 | HEATER | HEATER, OVERLOAD, QA 1, HEATER, THERMAL RELEASE; OVERLOAD *** | 1 | B | 61100 SE
BTM965D | AL | A-A-01-000-001 | 10 | HEATER | HEATER, OVERLOAD, QA 1, HEATER, THERMAL RELEASE; OVERLOAD *** | 1 | B | 61100 SE
BTM971J | AL | A-A-01-000-001 | 10 | HEATER | HEATER, OVERLOAD, QA 1, HEATER, THERMAL RELEASE; OVERLOAD *** | 1 | B | 61100 SE
BTM972G | AL | A-A-01-000-001 | 31 | HEATER | HEATER, OVERLOAD, QA 1, HEATER, THERMAL RELEASE; OVERLOAD *** | 1 | B | 61100 SE
BTM974C | AL | A-A-01-000-001 | 22 | HEATER | HEATER, OVERLOAD, QA 1, HEATER, THERMAL RELEASE; OVERLOAD *** | 1 | B | 61100 SE
BTR062T | AC | - - - - | 2 | HEATER | HEATER, OVERLOAD, QA 0, HEATER ASSY, ; FOR TURBINE LUBE OIL PURIFIER HEATER *** | 0 | C | 6695D SE
BTY622X | AL | D-B-07-101-000 | 2 | HEATER | HEATER, ELECTRIC, QA 0, HEATER UNIT, ELECTRICAL; HEAVY DUTY,480VAC,30 KW,2 STAGE,HORTIZONTAL | 0 | C | 5999D SE
BVA574F | AL | A-A-01-000-001 | 28 | HEATER | HEATER, OVERLOAD, QA 1, HEATER, THERMAL REL OVERLOAD; G30 SERIES *** | 1 | B | 5999D SE
BVA591F | AL | A-A-01-000-001 | 18 | HEATER | HEATER, OVERLOAD, QA 1, HEATER, THERMAL REL OVERLOAD; G30 SERIES *** | 1 | B | 5999D SE
BWF328Y | AL | F-A-11-202-003 | 1 | HEATER | HEATER, ELECTRIC, QA 0, IMMERSION, 460/480, 3, 300 LB FLANGE, HEATER, IMMERSION; 460/480 VOLTS, 3-PHASE, 300 LB FLANGE, MOISTURE | 0 | B | 4320U SE
BWN123D | AL | A-A-01-000-001 | 4 | HEATER | HEATER, OVERLOAD, QA 3, HEATER, THERMAL REL OVERLOAD; RELAY OVERLOAD,TYPE A, SERIES FH88 | 3 | C | 5999D SE
BYC338Y | AL | D-B-09-201-002 | 3 | HEATER | HEATER, OVERLOAD, QA 1, HEATER, THERMAL RELEASE; OVERLOAD, FOR C-4001 COMPRESSOR *** | 1 | B | 61100 SE
CAY821K | AC | - - - - | 1 | HEATER | HEATER, ELECTRIC, QA 1, CLASS 3, TYPE: IMMERSION; VOLTS: 480; WATTS: 9 K; PHASE: 3; SS FLANGE | 1 | B | 4320U SE
ABP025F | AL | L-A-09-000-002 | 70 | HEATER | HEATER, OVERLOAD, QA 0, HEATER, THERMAL RELEASE; OVERLOAD, RELAY *** | 0 | P | 61100 SE
ABV030D | AL | L-A-01-000-002 | 2 | HEATER | HEATER, ELECTRIC, QA 0, SPACE, 250, 115, HEATER, SPACE ELECTRIC; VOLTAGE: 115, VOLTAGE TYPE: AC, WATTAGE: 250 | 0 | P | 6630D SE
ADP627F | AL | L-A-03-000-002 | 10 | HEATER | HEATER, OVERLOAD, QA 0, HEATER, THERMAL RELEASE; OVERLOAD *** | 0 | B | 61100 SE
AEP028N | AL | L-A-09-000-002 | 4 | HEATER | HEATER, OVERLOAD, QA 0, HEATER, THERMAL RELEASE; OVERLOAD *** | 0 | P | 61100 SE
AEP120P | AL | L-A-09-000-002 | 4 | HEATER | HEATER, OVERLOAD, QA 0, HEATER, THERMAL RELEASE; OVERLOAD, RELAY *** | 0 | P | 61100 SE
AEP389Y | AL | L-A-03-000-002 | 10 | HEATER | HEATER, OVERLOAD, QA 2, HEATER, THERMAL RELEASE; OVERLOAD *** | 2 | B | 61100 SE
AEP489T | AL | L-A-03-000-002 | 5 | HEATER | HEATER, OVERLOAD, QA 2, CR123C118A, THERMAL RELEASE | 2 | B | 61100 SE
AEP588Q | AL | L-A-13-000-002 | 13 | HEATER | HEATER, OVERLOAD, QA 2, HEATER, THERMAL RELEASE; OVERLOAD, RELAY *** | 2 | B | 61100 SE
AFP480J | AL | L-A-03-000-002 | 14 | HEATER | HEATER, OVERLOAD, QA 2, C3.79A, THERMAL RELEASE | 2 | P | 61100 SE
AFP680A | AL | L-A-03-000-002 | 35 | HEATER | HEATER, OVERLOAD, QA 2, CR123C466A, THERMAL RELEASE | 2 | P | 61100 SE
AFP882J | AL | L-A-03-000-002 | 2 | HEATER | HEATER, OVERLOAD, QA 2, C21.4B, THERMAL RELEASE, NEMA SIZE 0, 1 & 2 STARTERS. | 2 | P | 61100 SE
AHP089F | AL | M-A-16-000-002 | 107 | HEATER | HEATER, OVERLOAD, QA 2, HEATER, THERMAL RELEASE; OVERLOAD *** | 2 | P | 61100 SE
AHP788X | AL | M-A-16-000-002 | 9 | HEATER | HEATER, OVERLOAD, QA 2, HEATER, THERMAL RELEASE; OVERLOAD *** | 2 | P | 61100 SE
AKY760F | AL | M-A-16-000-002 | 9 | HEATER | HEATER, OVERLOAD, QA 2, HEATER, THERMAL RELEASE; OVERLOAD, RELAY *** | 2 | P | 61100 SE
AQN285J | AL | M-A-07-000-002 | 1 | HEATER | HEATER, ELECTRIC, QA 0, MOTOR, 10 KW, 440, HEATER, ; ELEC, MOTOR W/TRANSFORMER FOR MOTOR (230 VAC, 0.95 A) FOR | 0 | P | 4710W SE
AQN607P | AL | M-A-16-000-002 | 11 | HEATER | HEATER, OVERLOAD, QA 2, HEATER, THERMAL RELEASE; OVERLOAD *** | 2 | P | 61100 SE
ARB498K | AL | W-A-08-000-002 | 1 | HEATER | HEATER, ELECTRIC, QA 0, HEATER, DUCT TYPE STATIONARY; VOLTAGE: 480, VOLTAGE TYPE: AC, WATTAGE: | 0 | C | 4520N SE
ARR521B | AL | L-A-03-000-002 | 95 | HEATER | HEATER, OVERLOAD, QA 0, HEATER, THERMAL RELEASE; OVERLOAD *** | 0 | P | 61100 SE
ATN894C | AL | M-A-16-000-002 | 4 | HEATER | HEATER, OVERLOAD, QA 2, HEATER, THERMAL RELEASE; OVERLOAD, 5.36-5.85 AMP *** | 2 | P | 61100 SE
AVJ451X | AL | M-A-09-000-002 | 2 | HEATER | HEATER, ELECTRIC, QA 2, HEATER, SPACE ELECTRIC; MODEL SF6-48K,110 VOLT,100 WATT,FOR COMPONENT | 2 | P | 4520N SE
AWD682X | AL | M-A-16-000-002 | 12 | HEATER | HEATER, OVERLOAD, QA 2, HEATER, THERMAL RELEASE; OVERLOAD, 10 AMP *** | 2 | P | 61100 SE
AWD759L | AL | M-A-03-000-002 | 9 | HEATER | HEATER, OVERLOAD, QA 2, HEATER, THERMAL RELEASE; OVERLOAD, 51 AMP *** | 2 | P | 61100 SE
AWD767M | AL | M-A-16-000-002 | 9 | HEATER | HEATER, OVERLOAD, QA 2, HEATER, THERMAL RELEASE; OVERLOAD, 62 AMP *** | 2 | P | 61100 SE
AWG728G | AL | M-A-04-000-002 | 6 | HEATER | HEATER, OVERLOAD, QA 3, HEATER, THERMAL RELEASE; OVERLOAD, FOR HARNISCHFEGER TWO SPEED HOIST | 3 | P | 61100 SE
AYM843A | AL | M-A-16-000-002 | 2 | HEATER | HEATER, OVERLOAD, QA 2, HEATER, THERMAL RELEASE; OVERLOAD, FOR GENERAL ATOMIC, RADIATION | 2 | B | 61100 SE
BHQ965M | AL | L-A-09-000-002 | 1 | HEATER | HEATER, ELECTRIC, QA 0, SPACE, 12 KW, 460, HEATER, SPACE ELECTRIC; VOLTAGE: 460, VOLTAGE TYPE: AC, WATTAGE: 12 KW | 0 | P | 4520N SE
BJH993E | AL | L-A-09-000-002 | 9 | HEATER | HEATER, OVERLOAD, QA 3, HEATER, THERMAL RELEASE; OVERLOAD, FOR SIZE 3 I.T.E. MOTOR STARTER *** | 3 | P | 61100 SE
BJH994C | AL | L-A-09-000-002 | 5 | HEATER | HEATER, OVERLOAD, QA 3, G30T-28, HEATER, THERMAL RELEASE; OVERLOAD, FOR SIZE 1 I.T.E. MOTOR STARTER *** | 3 | P | 61100 SE
BKH167A | AL | L-A-03-000-002 | 31 | HEATER | HEATER, OVERLOAD, QA 2, HEATER, THERMAL RELEASE; OVERLOAD RELAY *** | 2 | P | 61100 SE
BKM956R | AL | L-A-03-000-002 | 10 | HEATER | HEATER, OVERLOAD, QA 2, HEATER, THERMAL RELEASE; OVERLOAD RELAY *** | 2 | B | 61100 SE
BLL606M | AL | T-A-01-000-002 | 6 | HEATER | HEATER, OVERLOAD, QA 3, HEATER, THERMAL RELEASE; RELEASE OVERLOAD, TYPE A HEATER, F SERIES | 3 | B | 61100 SE
BNR142Y | AL | M-A-03-000-002 | 4 | HEATER | HEATER, OVERLOAD, QA 0, HEATER, THERMAL RELEASE; OVERLOAD *** | 0 | P | 61100 SE
BPM401G | AL | M-A-06-000-002 | 8 | HEATER | HEATER, OVERLOAD, QA 0, HEATER, THERMAL RELEASE; OVERLOAD *** | 0 | B | 61100 SE
BPQ885E | AL | M-A-04-000-002 | 16 | HEATER | HEATER, OVERLOAD, QA 1, HEATER, THERMAL RELEASE; OVERLOAD *** | 1 | B | 61100 SE
BRE375D | AL | M-A-06-000-002 | 17 | HEATER | HEATER, ELECTRIC, QA 1, HEATER, THERMAL RELEASE; *** | 1 | B | 61100 SE
BRF406Q | AL | L-A-09-000-002 | 1 | HEATER | HEATER, ELECTRIC, QA 0, HEATER UNIT, ELECTRICAL; PRECISION TRANSFORMER, CONTROLLED HEATER | 0 | B | 6630D SE
BRQ495F | AL | M-A-06-000-002 | 1 | HEATER | HEATER, OVERLOAD, QA 1, G30T56, THERMAL RELEASE | 1 | B | 61100 SE
BRW101C | AL | L-A-05-000-002 | 1 | HEATER | HEATER, TYPICAL, QA 3, HEATER, COMPRESSOR; HEATER, MOUNTING ASM FOR SLC PMP MTR MODEL # | 3 | C | 4310I SE
BTQ786X | AL | M-A-15-000-002 | 12 | HEATER | HEATER, OVERLOAD, QA 1, HEATER, THERMAL REL OVERLOAD; CR123 *** | 1 | B | 5999D SE
BTQ790J | AL | M-A-15-000-002 | 18 | HEATER | HEATER, OVERLOAD, QA 1, HEATER, THERMAL REL OVERLOAD; CR123 *** | 1 | B | 5999D SE
BTQ796T | AL | M-A-15-000-002 | 15 | HEATER | HEATER, OVERLOAD, QA 1, HEATER, THERMAL REL OVERLOAD; CR123 *** | 1 | B | 5999D SE
BTQ805M | AL | M-A-01-000-002 | 1 | HEATER | HEATER, OVERLOAD, QA 1, HEATER, THERMAL REL OVERLOAD; CR123 *** | 1 | B | 5999D SE
BTQ807H | AL | M-A-15-000-002 | 24 | HEATER | HEATER, OVERLOAD, QA 1, HEATER, THERMAL REL OVERLOAD; CR123 *** | 1 | B | 5999D SE
BVA571M | AL | M-A-15-000-002 | 10 | HEATER | HEATER, OVERLOAD, QA 1, HEATER, THERMAL REL OVERLOAD; G30 SERIES *** | 1 | B | 5999D SE
BVH097A | AL | P-A-LL-ET0-099 | 7 | HEATER | HEATER, ELECTRIC, QA 0, OIL PURIFIER, 16 KW, 480, 3, 60 HZ, HEATER, OIL PURIFIER; 16 KW, 480 VOLT, 3 PHASE, 60 HZ; INTENDED USE: | 0 | C | 4330N SE
BVR603N | AL | M-A-15-000-002 | 8 | HEATER | HEATER, OVERLOAD, QA 1, HEATER, THERMAL RELEASE; OVERLOAD *** | 1 | B | 61100 SE
BWM379E | AL | T-A-01-000-002 | 4 | HEATER | HEATER, OVERLOAD, QA 0, HEATER, THERMAL RELEASE; OVERLOAD, RELAY, TYPE A, SERIES FH84 *** | 0 | B | 61100 SE
BXX399Q | AL | M-A-01-000-002 | 3 | HEATER | HEATER, OVERLOAD, QA 1, HEATER, THERMAL RELEASE; OVERLOAD, FOR MODEL C-3501 COMPRESSOR *** | 1 | B | 61100 SE
CAM316F | AL | L-A-09-000-002 | 1 | HEATER | HEATER, ELECTRIC, QA 3, SPACE, 50, 120, HEATER, SPACE ELECTRIC; VOLTAGE: 120, VOLTAGE TYPE: AC, WATTAGE: 50 | 3 | B | 4520N SE
CBV861G | AL | L-A-03-000-002 | 3 | HEATER | HEATER, TYPICAL, QA 3, HEATER, REFRIG FILTERING; FOR TRANE "INTERCLEAN IN-LINE REFRIGERANT | 3 | B | 4520N SE
BGE378Y | AL | A-A-01-000-001 | 1 | HEATSINK | HEATSINK, THERMAL, QA 0, HEAT SINK, ELEC-ELEC COMPONENT; FOR POW CON WELDING MACHINE, MODEL 300 | 0 | P | 3433A SE
BVC812F | AL | L-A-09-000-002 | 1 | HEATSINK | HEATSINK, THERMAL, QA 0, HEAT SINK, ASSY; GENERAL ELECTRIC P/N 769B767RD-G01. REFERENCE: SPARE | 0 | B | 5999D SE
BXA480P | AL | L-A-13-000-002 | 5 | HEATSINK | HEATSINK, THERMAL, QA 3, HEAT SINK, ELEC-ELEC COMPONET; FOR CABLE TRAY FIRE DETECTOR SYSTEM *** | 3 | B | 5999D SE
ANG819J | AL | D-A-32-104-001 | 1 | HELIX | HELIX, TYPICAL, QA 0, HELIX, ; 000.750 IN, FOR VOLUMETRIC DRYFEEDER, HELIX TYPE, MODEL | 0 | P | 46109 SE
AEY884G | AL | D-A-02-102-003 | 1 | HINGE | HINGE, DOOR, QA 3, HINGE, BUTT; DOOR, ELECTRIC, LEFT HAND, 4.5 X 4.5 IN, US-26D FINISH | 3 |  | 4710Y SE
AQR311W | AL | D-B-25-201-001 | 1 | HINGE | HINGE, DOOR, QA 0, HINGE, DOOR; ELECTRIC, FOR PLANT SECURITY DOORS *** | 0 |  | 4710Y SE
AQX966M | AL | A-A-01-000-001 | 5 | HINGE | HINGE, TYPICAL, QA 0, BUTT, 2 IN, 2 IN, STEEL | 0 | C | 4710Y SE
AVB719H | AL | A-A-01-000-001 | 1 | HINGE | HINGE, VALVE, QA 0, HINGE, VALVE; REF 5, FOR 004.000IN, CLASS 150, SWING CHECK, CAT | 0 | P | 48200 SE
AVB720C | AL | A-A-01-000-001 | 1 | HINGE | HINGE, VALVE, QA 0, HINGE, VALVE; REF 5, FOR 003.000IN, CLASS 300, SWING CHECK,CAT | 0 | P | 48200 SE
BCY146T | AL | D-A-18-202-001 | 12 | HINGE | HINGE, TYPICAL, QA 0, TEE, 1-1/4 IN, 3-5/32 IN, ALLOY STEEL, ZINC PLATED, HINGE, TEE; MATERIAL: ALLOY STEEL, LENGTH: 03.156250 ( 3 5/32), WI | 0 | P | 4710Y SE
BDE618P | AL | D-B-25-201-001 | 8 | HINGE | HINGE, TYPICAL, QA 0, STRAP, 0.060 IN, 8 IN, HINGE, STRAP; LENGTH: 08.000000 ( 8), WIDTH: 0.060000 ( NO. 0) *** | 0 |  | 4710Y SE
BDV924D | AL | D-A-08-102-001 | 12 | HINGE | HINGE, TYPICAL, QA 0, TEE, 2-7/8 IN, 8 IN, HINGE, TEE; LENGTH: 08.000000 ( 8), WIDTH: 02.875000 ( 2 7/8) *** | 0 |  | 4710Y SE
BEG239F | AL | A-A-01-000-001 | 65 | HINGE | HINGE, TYPICAL, QA 0, BUTT, 4 IN | 0 | P | 4710Y SE
BJN122D | AL | A-A-01-000-001 | 5 | HINGE | HINGE, DOOR, QA 3, HINGE, BUTT; 24 VAC, 4.5 X 4 IN, US26D LEFTHAND, EIGHT WIRE CONDUCTOR | 3 | C | 4710Y SE
BJN122D | AL | 1-B-12-000-001 | 10 | HINGE | HINGE, DOOR, QA 3, HINGE, BUTT; 24 VAC, 4.5 X 4 IN, US26D LEFTHAND, EIGHT WIRE CONDUCTOR | 3 | C | 4710Y SE
BJN123B | AL | A-A-01-000-001 | 6 | HINGE | HINGE, DOOR, QA 3, HINGE, BUTT; 24 VAC, 4.5 X 4 IN, US26D RIGHT HAND, EIGHT WIRE | 3 | C | 4710Y SE
BJN123B | AL | 1-B-12-000-001 | 8 | HINGE | HINGE, DOOR, QA 3, HINGE, BUTT; 24 VAC, 4.5 X 4 IN, US26D RIGHT HAND, EIGHT WIRE | 3 | C | 4710Y SE
BKH422L | AL | A-A-01-000-001 | 3 | HINGE | HINGE, TYPICAL, QA 3, HINGE, BUTT; CARBON STEEL, 3.5 X 3 IN, US26D FINISH, NOT APPROVED FOR | 3 | C | 4710Y SE
BLE055M | AL | A-A-01-000-001 | 6 | HINGE | HINGE, TYPICAL, QA 3, HINGE, BUTT; BUTT,STAINLESS STEEL HEAVY DUTY, FULL MORTISE, BALL | 3 | P | 4710Y SE
BNH147X | AL | A-A-01-000-001 | 2 | HINGE | HINGE, DOOR, QA 3, HINGE, BUTT; CONCEALED WIRE FOR DOOR C-19 *** | 3 | P | 4710Y SE
BPV283V | AL | D-A-29-302-003 | 1 | HINGE | HINGE, DOOR, QA 3, HINGE, BUTT; US26D FINISH, 5 IN X 4-1/2 INCH, FOR APPENDIX 'R' FIRE | 3 |  | 4710Y SE
BPV286M | AL | D-A-18-202-001 | 13 | HINGE | HINGE, TYPICAL, QA 3, HINGE, BUTT; 5" X 4 1/2", US26D FINISH *** | 3 |  | 4710Y SE
BVB767Y | AL | D-A-27-301-006 | 11 | HINGE | HINGE, TYPICAL, QA 2, HINGE, BUTT; MATERIAL: BRASS, WIDTH: 04.500000 ( 4 1/2), LENGTH: | 2 |  | 4710Y SE
BVF907M | AL | A-A-01-000-001 | 44 | HINGE | HINGE, TYPICAL, QA 3, HINGE, BUTT; MATERIAL: STAINLESS STEEL, WIDTH: 4.500 IN ( 4 1/2) | 3 | C | 4710Y SE
BWC041R | AL | A-A-01-000-001 | 9 | HINGE | HINGE, TYPICAL, QA 3, HINGE, BUTT; MATERIAL: STAINLESS STEEL, WIDTH: 4.500 IN ( 4 1/2) | 3 | C | 4710Y SE
BWC046F | AL | 1-B-12-000-001 | 8 | HINGE | HINGE, TYPICAL, QA 3, HINGE, ELECTRIC; HINGE, LEFT HAND, ELECTRIC, US26D SATIN CHROME | 3 | C | 4710Y SE
BWC355B | AC | - - - - | 11 | HINGE | HINGE, DOOR, QA 3, HINGE, ELECTRIC; DOOR FULL MORTISE, 6 X 5 IN, 8 WIRE TYPE 1 AMP, 48 | 3 | B | 4710Y SE
BXT402F | AL | A-A-01-000-001 | 20 | HINGE | HINGE, TYPICAL, QA 3, HINGE, BUTT; 5" X 4 1/2", US32D FINISH, STAINLESS STEEL, SATIN FINISH | 3 | B | 4710Y SE
BXT410T | AL | D-A-03-201-002 | 20 | HINGE | HINGE, TYPICAL, QA 3, HINGE, BUTT; 4 1/2" X 4 1/2", US32D FINISH, STAINLESS STEEL, SATIN | 3 | B | 4710Y SE
CJB225L | AL | D-B-25-302-001 | 1 | HINGE | HINGE, TYPICAL, QA 1, CS, MATERIAL: A216 WCB, FOR 3 INCH 300 # WELD ENDS CARBON | 1 |  | 48200 SE
AEY185B | AL | L-A-03-000-002 | 1 | HINGE | HINGE, DOOR, QA 3, BUTT, 4-1/2 IN, 5 IN, ELECTRIC/LEFT HAND, HINGE, BUTT; DOOR, ELECTRIC, LEFT HAND, 4.5 X 5 IN, US-26D FINISH *** | 3 | P | 4710Y SE
BGF009H | AL | L-A-09-000-002 | 1 | HINGE | HINGE, TYPICAL, QA 0, HINGE ASSY, SEWAGE EJECTOR; CAST BRONZE, C/W FLAP, FOR SEWAGE EJECTOR | 0 | P | 4630Y SE
BLE863Y | AL | L-A-03-000-002 | 4 | HINGE | HINGE, TYPICAL, QA 3, HINGE, BUTT; HINGE, BUTT, 6" X 5", US26D FINISH *** | 3 | C | 4710Y SE
BPM494D | AL | P-A-LL-ET0-085 | 8 | HINGE | HINGE, DOOR, QA 3, HINGE, BUTT; ELECTRO-MAGNETIC, US26D, 4-1/2 IN X 4-1/2 INCH, FOR | 3 | C | 4710Y SE
BPV722V | AL | M-A-02-000-002 | 1 | HINGE | HINGE, TYPICAL, QA 3, HINGE, BUTT; STEEL, CHROME SATIN, US26D FINISH, ELECTRIC 24 VAC, 4.5 | 3 | C | 4710Y SE
BTK349E | AL | M-A-04-000-002 | 8 | HINGE | HINGE, TYPICAL, QA 3, HINGE, RECORDER; SOLENOID, FOR RECORDER, MULTIPLE PURPOSE, MODEL M5E | 3 | B | 6695D SE
BWY119T | AL | T-A-01-000-002 | 1 | HINGE | HINGE, VALVE, QA 0, HINGE, VALVE; FOR 2.00" ANCHOR-DARLING SWING CHECK VALVE MODEL NO. | 0 | D | 48200 SE
CBN195M | AL | P-A-LL-ET0-113 | 4 | HINGE | HINGE, VALVE, QA 0, HINGE, VALVE; FOR 6 INCH 300 LB CHECK VALVE, FOR ANCHOR DARLING DWG | 0 | C | 48200 SE
ABF695K | AL | D-A-31-201-017 | 3 | HOLDER | HOLDER, LAMP, QA 0, BASE ASSY, VALVE; LAMPHOLDER, FOR INDICATING LIGHT 110/125 VAC/DC *** | 0 |  | 48200 SE
ACT190Y | AL | A-A-01-000-001 | 4 | HOLDER | HOLDER, LAMP, QA 3, LAMPHOLDER, ELECTRIC; INDICATING LAMP, 7100 OHM RESISTOR, WHITE LENS | 3 | P | 6250D SE
ACT398T | AL | D-A-34-201-000 | 10 | HOLDER | HOLDER, LAMP, QA 0, INCANDESCENT, 60-300, MEDIUM, LAMPHOLDER, ELECTRIC; INCANDESCENT, MEDIUM BASE PORCELAIN WITH BRASS | 0 |  | 6250D SE
ACT497Q | AL | D-B-19-202-002 | 10 | HOLDER | HOLDER, LAMP, QA 0, 125, LAMPHOLDER, ELECTRIC; INDICATING LAMP, (PILOT LAMP) 4" LEADS, W/LENS, | 0 |  | 6250D SE
ACT598J | AL | D-A-13-301-001 | 3 | HOLDER | HOLDER, LAMP, QA 0, LAMPHOLDER, ELECTRIC; LENS COLOR: RED *** | 0 |  | 6250D SE
ACT697G | AL | D-A-33-301-000 | 2 | HOLDER | HOLDER, LAMP, QA 0, ELECTRIC, LAMPHOLDER, ELECTRIC; FEATURE: W/RESISTOR *** | 0 |  | 6250D SE
ACT797C | AL | D-A-12-202-002 | 2 | HOLDER | HOLDER, LAMP, QA 0, 115, LAMPHOLDER, ELECTRIC; VOLTAGE: 115.00, FEATURE: W/RESISTOR, LENS | 0 |  | 6250D SE
ADT892C | AL | D-A-13-301-001 | 6 | HOLDER | HOLDER, LAMP, QA 0, 250, LAMPHOLDER, ELECTRIC; VOLTAGE: 250.00 *** | 0 |  | 6250D SE
ADT997X | AL | A-A-01-000-001 | 3 | HOLDER | HOLDER, LAMP, QA 0, LAMPHOLDER, ELECTRIC; LAMP TYPE: NEON, FEATURE: W/RESISTOR, LENS | 0 | P | 6250D SE
AET190J | AL | A-A-01-000-001 | 4 | HOLDER | HOLDER, LAMP, QA 0, LAMPHOLDER, ELECTRIC; VOLTAGE: 125.00, LENS COLOR: GREEN *** | 0 | P | 6250D SE
AET299G | AL | A-A-01-000-001 | 3 | HOLDER | HOLDER, LAMP, QA 0, LAMPHOLDER, ELECTRIC; FEATURE: W/TRANSFORMER *** | 0 | P | 6250D SE
AET896X | AL | D-A-13-301-001 | 3 | HOLDER | HOLDER, LAMP, QA 0, MINIATURE BAYONET, LAMPHOLDER, ELECTRIC; LAMP BASE TYPE: MINIATURE BAYONET, LENS COLOR: | 0 |  | 6250D SE
AFD672H | AL | A-A-01-000-001 | 4 | HOLDER | HOLDER, TYPICAL, QA 0, HOLDER, COMPRESSOR; GUIDE, CENTER, FOR INGERSOLL-RAND AIR COMPRESSOR | 0 | P | 4310I SE
AFT093M | AL | D-A-30-301-002 | 13 | HOLDER | HOLDER, LAMP, QA 0, LAMPHOLDER, ELECTRIC; VOLTAGE: 230.00, LAMP BASE TYPE: WIRE LEAD LENS | 0 |  | 6250D SE
AFT098B | AL | D-A-30-301-002 | 18 | HOLDER | HOLDER, LAMP, QA 0, 600, 600, MEDIUM, LAMPHOLDER, ELECTRIC; FLOURESCENT LAMP, MEDIUM BI-PIN 660 W, 600 V *** | 0 |  | 6250D SE
AFT191Y | AL | D-A-28-101-007 | 5 | HOLDER | HOLDER, LAMP, QA 0, 125, 75, LAMPHOLDER, ELECTRIC; VOLTAGE: 125.00, WATTAGE: 75.000 *** | 0 | P | 6250D SE
AFT195N | AL | A-A-01-000-001 | 28 | HOLDER | HOLDER, LAMP, QA 0, LAMPHOLDER, ELECTRIC; VOLTAGE: 25.00, FEATURE: W/RESISTOR, RESISTOR | 0 | P | 6250D SE
AFT295J | AL | A-A-01-000-001 | 21 | HOLDER | HOLDER, LAMP, QA 0, LAMPHOLDER, ELECTRIC; VOLTAGE: 25.00, FEATURE: W/RESISTOR, RESISTOR | 0 | P | 6250D SE
AFT395E | AL | A-A-01-000-001 | 25 | HOLDER | HOLDER, LAMP, QA 0, LAMPHOLDER, ELECTRIC; FEATURE: W/RESISTOR, RESISTOR OHMS: BUILT-IN 90 | 0 | P | 6250D SE
AFT798P | AL | A-A-01-000-001 | 4 | HOLDER | HOLDER, LAMP, QA 3, LAMPHOLDER, ELECTRIC; INDICATING LAMP, W/GREEN LENS 120 VDC *** | 3 | P | 6250D SE
AJT488L | AL | D-A-12-301-000 | 19 | HOLDER | HOLDER, LAMP, QA 0, INCANDESCENT, MEDIUM, 600, 660, MEDIUM SCREW BASE, WITH PIGTAILS, | 0 | P | 6250D SE
AKT188T | AL | D-A-08-102-006 | 1 | HOLDER | HOLDER, LAMP, QA 0, INDICATING, LAMPHOLDER, METER; INDICATING LAMP (PILOT LIGHT), W/RED LENS, BECKMAN | 0 |  | 6250D SE
AKT387L | AL | D-A-13-301-001 | 3 | HOLDER | HOLDER, LAMP, QA 0, GREEN, LAMPHOLDER, ELECTRIC; LENS COLOR: GREEN *** | 0 |  | 6250D SE
ALT085M | AL | D-A-04-202-007 | 3 | HOLDER | HOLDER, LAMP, QA 3, INDICATING, 125, 75, LAMPHOLDER, ELECTRIC; INDICATING LAMP, W/CLEAR LENS, DIALCO 95-4109-37 | 3 |  | 6250D SE
ALT089D | AL | D-A-32-302-001 | 6 | HOLDER | HOLDER, LAMP, QA 0, LAMPHOLDER, ELECTRIC; INDICATING LAMP, CARTRIDGE TYPE, HOLDS 4537 AND | 0 |  | 6250D SE
ALT186Q | AL | A-A-01-000-001 | 7 | HOLDER | HOLDER, LAMP, QA 0, LAMPHOLDER, ELECTRIC; VOLTAGE: 125.00, WATTAGE: 75.000, LENS COLOR: | 0 | P | 6250D SE
ALT389A | AL | D-A-16-201-002 | 3 | HOLDER | HOLDER, LAMP, QA 0, 125, LAMPHOLDER, ELECTRIC; VOLTAGE: 125.00, LENS COLOR: RED *** | 0 |  | 6250D SE
AMM747X | AL | D-A-02-202-001 | 9 | HOLDER | HOLDER, FUSE, QA 0, FUSEHOLDER, PANEL MOUNT; TYPE 3AG, WITH FINGER OPERATED KNOB | 0 | B | 5920K SE
ANT187A | AL | D-A-08-102-007 | 5 | HOLDER | HOLDER, LAMP, QA 3, INDICATING, LAMPHOLDER, ELECTRIC; INDICATING LAMP, LEAK-PROOF, W/AMBER LENS AND 12 | 3 |  | 6250D SE
APT781P | AL | D-A-24-201-003 | 3 | HOLDER | HOLDER, LAMP, QA 0, INCANDESCENT, 600, 660, MEDIUM SCREW, MATERIAL: PORCELAIN, RIGHT HAND THREAD | 0 | C | 6250D SE
AQE816N | AL | D-A-13-301-001 | 22 | HOLDER | HOLDER, LAMP, QA 0, INDICATING, 1/4 W, PLUG-IN, LAMPHOLDER, ELECTRIC; INDICATING LAMP, PLUG-IN TYPE, LESS LENS AND | 0 |  | 6250D SE
AQW288D | AL | D-A-28-102-000 | 6 | HOLDER | HOLDER, TYPICAL, QA 0, FILTER, W/ QUICK DISCONNECT, HOLDER, ; FILTER, W/QUICK DISCONNECT FOR 47 MM PARTICULATE AIR FILTER | 0 | C | 4240P SE
ARN156P | AL | A-A-01-000-001 | 1 | HOLDER | HOLDER, TYPICAL, QA 0, HOLDER, SPRING; SUPPORT, FOR CENTRIFUGE OIL PURIFIER, TYPE | 0 | P | 4710Y SE
ARX226Q | AL | 1-A-03-000-001 | 1 | HOLDER | HOLDER, TYPICAL, QA 1, CLASS 2, HOLDER ASSY, VALVE; SOFT SEAT HOLDER ASSEMBLY, INCLUDES: SEAT HOLDER - | 1 | B | 48200 SE
ARX226Q | AL | A-A-01-000-001 | 5 | HOLDER | HOLDER, TYPICAL, QA 1, CLASS 2, HOLDER ASSY, VALVE; SOFT SEAT HOLDER ASSEMBLY, INCLUDES: SEAT HOLDER - | 1 | B | 48200 SE
ATW305W | AL | D-A-04-202-007 | 16 | HOLDER | HOLDER, TYPICAL, QA 0, HOLDER, SPRING; CHART ROLL,ON MULTI-RITER RECORDER,MODEL FMWST6C,FOR | 0 |  | 6695D SE
ATY040X | AL | D-A-31-201-006 | 14 | HOLDER | HOLDER, LAMP, QA 0, 250, MEDIUM SCREW, LAMPHOLDER, ELECTRIC; MATERIAL: PORCELAIN, VOLTAGE: 250.00, LAMP BASE | 0 |  | 6250D SE
AWK954P | AL | D-B-25-201-001 | 21 | HOLDER | HOLDER, LAMP, QA 0, 600, 600, MEDIUM, LAMPHOLDER, ELECTRIC; MATERIAL: PORCELAIN, VOLTAGE: 600.00, WATTAGE: | 0 |  | 6250D SE
AWX999D | AL | A-A-01-000-001 | 1 | HOLDER | HOLDER, DISC, QA 0, HOLDER, ; STEEL, DISK, FOR 4X6 SAFETY RELIEF VALVE, MODEL D32P | 0 | P | 48200 SE
AXY327L | AL | D-A-34-201-000 | 3 | HOLDER | HOLDER, LAMP, QA 0, LAMPHOLDER, ELECTRIC; WATTAGE: 150.000 *** | 0 |  | 6250D SE
BBR978C | AL | A-A-01-000-001 | 1 | HOLDER | HOLDER, TYPICAL, QA 0, HOLDER, PEN; BLUE, CHANNEL ONE, FOR GENERAL PURPOSE 4 IN INDUSTRIAL | 0 | P | 6695D SE
BBW324D | AL | A-A-01-000-001 | 1 | HOLDER | HOLDER, DISC, QA 0, HOLDER, ; STAINLESS STEEL, FOR SAFETY RELIEF VALVE, SIZE 0.75 AND 1 | 0 | P | 48200 SE
BCB456D | AL | A-A-01-000-001 | 15 | HOLDER | HOLDER, TYPICAL, QA 0, HOLDER, ; SCREEN, OR BREATHING APPARATUS SELF-CONTAINED, AIR MASK | 0 | P | 4240P SE
BEE805K | AL | D-A-30-301-002 | 17 | HOLDER | HOLDER, LAMP, QA 0, LAMPHOLDER, ELECTRIC; LAMP TYPE: INCANDESCENT *** | 0 |  | 6250D SE
BEY226G | AL | D-A-08-102-006 | 43 | HOLDER | HOLDER, LAMP, QA 3, FLUORESCENT, 250, 75, BI-PIN, LAMPHOLDER, ELECTRIC; FLUORESCENT, BI-PIN BASE 75 WATT, 250 VOLTS, | 3 |  | 6250D SE
BJC361E | AL | D-A-28-102-003 | 16 | HOLDER | HOLDER, TYPICAL, QA 0, DOOR, CAST IRON, ALUMINUM FINISH, HOLDER, DOOR; MATERIAL: CAST IRON, SURFACE TREATMENT: ALUMINUM FINISH | 0 |  | 4710Y SE
BJM098B | AL | A-A-01-000-001 | 3 | HOLDER | HOLDER, FUSE, QA 1, FUSEHOLDER, BLOCK; CARTRIDGE, PORCELAIN, 1-POLE, 600 VOLTS, 1 TO 30 | 1 | P | 5920K SE
BLF063H | AL | A-A-01-000-001 | 7 | HOLDER | HOLDER, TYPICAL, QA 0, HOLDER, VALVE; RING, FOR SAFTY RELIEF VALVE, 6 IN, TYPE 19060/PI-1 *** | 0 | P | 48200 SE
BLF064F | AL | A-A-01-000-001 | 4 | HOLDER | HOLDER, DISC, QA 0, HOLDER, VALVE; DISK, FOR SAFTY RELIEF VALVE, 6 IN, TYPE 19060/PI-1 *** | 0 | P | 48200 SE
BMA455W | AL | D-A-20-402-005 | 6 | HOLDER | HOLDER, LAMP, QA 3, INDICATING, LAMPHOLDER, ELECTRIC; INDICATING LIGHT, WHITE. *** | 3 |  | 6250D SE
BNM737K | AL | D-A-01-402-000 | 1 | HOLDER | HOLDER, LAMP, QA 0, FIXTURE, HOLDER, FIXTURE; FIXTURE *** | 0 |  | 6230R SE
BPK108Q | AL | D-B-03-301-000 | 2 | HOLDER | HOLDER, DISC, QA 0, HOLDER, ; SANDING DISK, FOR CLARK FLOOR BUFFER, MODEL 1700HD *** | 0 |  | 5130U SE
BPL007G | AL | D-A-10-201-001 | 39 | HOLDER | HOLDER, TYPICAL, QA 0, HOLDER, EYEGLASS; EYEWEAR, B-BLUE, CROAKIES, GLASS-GUARD, NEOPRENE | 0 |  | 4240P SE
BPM201Q | AL | D-B-03-302-000 | 4 | HOLDER | HOLDER, TYPICAL, QA 0, HOLDER,FL POLISHING, ; MACHINE PAD, PERMA GRIP DRIVE PAD ASSEMBLY, FOR | 0 |  | 79101 SE
BQH577P | AL | D-A-34-201-000 | 3 | HOLDER | HOLDER, LAMP, QA 0, BASE, LAMPHOLDER; SLIP-FITTER, FOR 1.5 IN PIPE *** | 0 |  | 6210P SE
BQK387J | AL | D-A-22-401-000 | 1 | HOLDER | HOLDER, TOOL, QA 0, ELECTRODE, FLANGE/4 PROBES, HOLDER, ELECTRODE WELDING; HOLDER, FLANGED WITH GROUND SCREW, 3" STD. | 0 |  | 3439D SE
BQW228Q | AL | F-A-23-000-001 | 8 | HOLDER | HOLDER, FUSE, QA 1, FUSEHOLDER, BLOCK; 250VAC,2 POLE, 60 AMP *** | 1 | B | 5920K SE
BQW228Q | AL | F-A-39-055-001 | 10 | HOLDER | HOLDER, FUSE, QA 1, FUSEHOLDER, BLOCK; 250VAC,2 POLE, 60 AMP *** | 1 | B | 5920K SE
BRC098E | AL | 1-B-08-000-001 | 2 | HOLDER | HOLDER, FUSE, QA 1, FUSEHOLDER, BLOCK; ASSY,C/0 FUSE BLOCKS,END SECTIONS,14 | 1 | B | 5920K SE
BRP843P | AL | A-A-01-000-001 | 3 | HOLDER | HOLDER, DISC, QA 3, HOLDER, VALVE; DISK, PC 5 A, STAINLESS STEEL, FOR RELIEF VALVE, 3L4, 3 | 3 | C | 48200 SE
BTL527B | AL | D-B-07-202-002 | 1 | HOLDER | HOLDER, FUSE, QA 1, FUSEHOLDER, BLOCK; CIRCUIT LOAD 100 AMP, 600 V, EACH BLOCK CONSIST OF | 1 | B | 5920K SE
BTL527B | AL | F-A-07-201-000 | 1 | HOLDER | HOLDER, FUSE, QA 1, FUSEHOLDER, BLOCK; CIRCUIT LOAD 100 AMP, 600 V, EACH BLOCK CONSIST OF | 1 | B | 5920K SE
BTL527B | AL | F-A-08-101-000 | 2 | HOLDER | HOLDER, FUSE, QA 1, FUSEHOLDER, BLOCK; CIRCUIT LOAD 100 AMP, 600 V, EACH BLOCK CONSIST OF | 1 | B | 5920K SE
BTL782T | AL | F-A-07-201-000 | 2 | HOLDER | HOLDER, FUSE, QA 1, FUSEHOLDER, BLOCK; (TANG COLLAR), 1 CIRCUIT, WIRE RANGE AND TYPE - #22 | 1 | B | 5920K SE
BTL782T | AL | A-A-01-000-001 | 4 | HOLDER | HOLDER, FUSE, QA 1, FUSEHOLDER, BLOCK; (TANG COLLAR), 1 CIRCUIT, WIRE RANGE AND TYPE - #22 | 1 | B | 5920K SE
BTN217G | AL | F-A-09-202-001 | 5 | HOLDER | HOLDER, FUSE, QA 1, FUSEHOLDER, BLOCK; GLASS TUBE CLIP TYPE, 2-POLE, 250 VOLTS, 20 AMP *** | 1 | B | 5920K SE
BTQ831K | AC | - - - - | 1 | HOLDER | HOLDER, LAMP, QA 3, INDICATING, LAMPHOLDER, ELECTRIC; INDICATING LAMP W/RED LENS FOR MODEL MA-2400 | 3 | B | 6250D SE
BTQ832H | AC | - - - - | 5 | HOLDER | HOLDER, LAMP, QA 3, INDICATING, AMBER, LAMPHOLDER, ELECTRIC; INDICATING LAMP W/AMBER LENS FOR MODEL MA-2400 | 3 | B | 6250D SE
BVR035P | AL | D-B-16-000-001 | 7 | HOLDER | HOLDER, FUSE, QA 3, FUSEHOLDER, BLOCK; CLIP 2-POLE, FOR TYPE KAZ FUSE *** | 3 | B | 5920K SE
BVV635X | AL | D-A-30-301-001 | 3 | HOLDER | HOLDER, LAMP, QA 0, INCANDESCENT, 120, 150, MEDIUM SCREW, LAMPHOLDER, ELECTRIC; MATERIAL: PORCELAIN, LAMP TYPE: INCANDESCENT | 0 |  | 6250D SE
BWF904M | AL | A-A-01-000-001 | 4 | HOLDER | HOLDER, FUSE, QA 1, FUSEHOLDER, BLOCK; ELEC *** | 1 | B | 5920K SE
BWK324J | AL | D-A-14-000-001 | 4 | HOLDER | HOLDER, BRUSH, QA 0, HOLDER, ELEC CONTACT BRUSH; G5 *** | 0 | C | 6105D SE
BWT306H | AL | A-A-01-000-001 | 4 | HOLDER | HOLDER, FUSE, QA 1, FUSEHOLDER, BLOCK; 2P,600VAC,1-30A,FOR USE WITH TYPE KLM FUSES,SCREW | 1 | B | 5920K SE
BXJ225K | AC | - - - - | 5 | HOLDER | HOLDER, TYPICAL, QA 1, HOLDER, VALVE; DISK, 3" SWING CHECK, CARBON STEEL BODY, BOLTED CAP, BU | 1 | C | 48200 SE
BXN910T | AL | A-A-01-000-001 | 1 | HOLDER | HOLDER, DISC, QA 1, HOLDER, VALVE; DISK, COMPLETE WITH DISK HOLDER, PC 5A, DISK RING PC | 1 | B | 48200 SE
BYB003V | AL | A-A-01-000-001 | 2 | HOLDER | HOLDER, DISC, QA 1, HANGER, VALVE; ITEM 4, A216 GR WCB, FOR 3 IN MODEL 5341-WE WALWORTH | 1 | C | 48200 SE
CAA050N | AL | A-A-01-000-001 | 1 | HOLDER | HOLDER, TYPICAL, QA 1, HOLDER, VALVE; SEAT HOLDER,ASME SA 479 TY 316,FOR 3/8 IN SERIES 600 LB | 1 | B | 48200 SE
CAE390J | AL | D-B-23-104-001 | 1 | HOLDER | HOLDER, DISC, QA 1, HANGER, VALVE; CAST CARBON STEEL,A-216,GR WCB,REF 4, DWG SK-1952- | 1 | B | 48200 SE
CBQ934Y | AL | D-A-18-101-000 | 3 | HOLDER | HOLDER, TYPICAL, QA 1, HOLDER, SPRING,PUMP; FOR CURRENT DESIGN N-7500 MECHANICAL SEAL | 1 | B | 4320U SE
CBY599K | AL | A-A-01-000-001 | 2 | HOLDER | HOLDER, TYPICAL, QA 0, HOLDER ASSY, RECORDER; 2 CONTACTS, SMALL DISPLACEMENT, FOR PSR 1200 | 0 | B | 6695D SE
CBY599K | AL | F-A-08-013-001 | 2 | HOLDER | HOLDER, TYPICAL, QA 0, HOLDER ASSY, RECORDER; 2 CONTACTS, SMALL DISPLACEMENT, FOR PSR 1200 | 0 | B | 6695D SE
CHJ757L | AL | D-B-29-302-000 | 74 | HOLDER | HOLDER, TYPICAL, QA 0, HOLDER, FILTER 47MM PARTICULATE. P/N FJ-35P W//QD38M | 0 |  | 5915E SE
CHY877C | AL | D-B-29-302-001 | 1 | HOLDER | HOLDER, DISC, QA 1, CHECK VALVE, MATERIAL: SS, MATERIAL SPEC: A487 GR CA6NM CL A, FOR 3 INCH 300 POUND | 1 |  | 48200 SE
ABM356B | AL | L-A-09-000-002 | 5 | HOLDER | HOLDER, FUSE, QA 0, FUSEHOLDER, BLOCK; PORCELAIN, 2-POLE, 250 VOLTS, 60 AMPS *** | 0 | P | 5920K SE
ABM656Y | AL | L-A-03-000-002 | 5 | HOLDER | HOLDER, FUSE, QA 2, FUSEHOLDER, BLOCK; BAKELITE, 2-POLE, 250 VOLTS, 30 AMPS *** | 2 | P | 5920K SE
ACT992E | AL | L-A-03-000-002 | 4 | HOLDER | HOLDER, LAMP, QA 0, BLUE, LAMPHOLDER, ELECTRIC; LENS COLOR: BLUE *** | 0 | P | 6250D SE
ADT775G | AL | L-A-02-000-002 | 83 | HOLDER | HOLDER, LAMP, QA 0, SOCKET ASSY, ELECTRICAL; LAMP, NEOPRENE, W/INSTALLATION TOOL AND C/W | 0 | P | 5935B SE
AMM047H | AL | M-A-08-000-002 | 15 | HOLDER | HOLDER, FUSE, QA 0, 90-250, 20, FUSEHOLDER, PANEL MOUNT; POST TYPE, NEON LAMP INDICATING, FUSE SIZE | 0 | B | 5920K SE
ANT589M | AL | M-A-08-000-002 | 6 | HOLDER | HOLDER, LAMP, QA 0, 250, 660, MEDIUM SCREW, LAMPHOLDER, ELECTRIC; MATERIAL: PORCELAIN, VOLTAGE: 250.00, WATTAGE: | 0 | C | 6250D SE
APR167F | AL | L-A-09-000-002 | 1 | HOLDER | HOLDER, BRUSH, QA 3, HOLDER, ELEC CONTACT BRUSH; ELECTRICAL CONTACT BRUSH, FOR EDERER CORP | 3 | P | 6105D SE
APR966G | AL | L-A-09-000-002 | 1 | HOLDER | HOLDER, BRUSH, QA 3, HOLDER, ELEC CONTACT BRUSH; ELECTRICAL CONTACT BRUSH, FOR EDERER CORP | 3 | P | 6105D SE
AQB641F | AC | - - - - | 10 | HOLDER | HOLDER, LAMP, QA 0, LAMPHOLDER, ELECTRIC; W/METAL BRACKET ONE SIDE AND TWO WIRES, FOR | 0 | C | 6250D SE
AQY403Y | AL | L-A-03-000-002 | 2 | HOLDER | HOLDER, FUSE, QA 0, MAIN LINE, 250, 61-100, FUSEHOLDER, BLOCK; PORCELAIN BASE, MAIN LINE, 2-POLE, 250 VOLTS, 61 TO | 0 | P | 5920K SE
ARR290F | AL | M-A-16-000-002 | 7 | HOLDER | HOLDER, BRUSH, QA 2, HOLDER, ELEC CONTACT BRUSH; BRASS,POWER SYSTEM DIVISION 4400 KILOWATT | 2 | P | 6105D SE
ARX226Q | AL | M-A-16-000-002 | 5 | HOLDER | HOLDER, TYPICAL, QA 1, CLASS 2, HOLDER ASSY, VALVE; SOFT SEAT HOLDER ASSEMBLY, INCLUDES: SEAT HOLDER - | 1 | B | 48200 SE
AWX548F | AL | M-A-16-000-002 | 6 | HOLDER | HOLDER, FUSE, QA 2, FUSEHOLDER, TUBE; 15 AMPS, 240 VOLTS *** | 2 | P | 5920K SE
AXC018M | AL | T-A-02-000-002 | 3 | HOLDER | HOLDER, DISC, QA 1, HOLDER,DISK, ; STAINLESS STEEL ASTM A240 TYPE 410, 6.625 ID X 2.625 IN | 1 | P | 48200 SE
BBH605Y | AL | T-A-05-000-002 | 12 | HOLDER | HOLDER, LAMP, QA 0, INCANDESCENT, BAYONET, LAMPHOLDER, ELECTRIC; LAMP TYPE: INCANDESCENT, LAMP BASE TYPE: BAYONET | 0 | C | 6250D SE
BCB456D | AL | L-A-03-000-002 | 8 | HOLDER | HOLDER, TYPICAL, QA 0, HOLDER, ; SCREEN, OR BREATHING APPARATUS SELF-CONTAINED, AIR MASK | 0 | P | 4240P SE
BDB138M | AL | L-A-03-000-002 | 1 | HOLDER | HOLDER, FUSE, QA 2, FUSEHOLDER, EXTRACTOR POST; PANEL MOUNTED,1-FUSE,600 VOLTS30 AMPS *** | 2 | P | 5920K SE
BEM930N | AL | M-A-10-000-002 | 3 | HOLDER | HOLDER, TYPICAL, QA 2, HOLDER,CARTRIDGE,MON, ; STAINLESS STEEL, IODINE, FOR RADIATION | 2 | C | 6630D SE
BGT489P | AL | L-A-03-000-002 | 3 | HOLDER | HOLDER, TYPICAL, QA 3, HOLDER, RESISTOR; PLATED STEEL, TUBULAR RESISTOR MOUNTING, ONE END | 3 | P | 5905I SE
BLM147M | AL | L-A-03-000-002 | 2 | HOLDER | HOLDER, FUSE, QA 2, FUSEHOLDER, BLOCK; TWO POLE, POLYCARBONATE, U.L. CLASS "H" & "K" | 2 | P | 5920K SE
BLT377A | AL | M-A-07-000-002 | 19 | HOLDER | HOLDER, FUSE, QA 2, BLOCK, 600, 1-30, BAKELITE, FUSEHOLDER, BLOCK; BAKELITE, ONE POLE, 600 VAC, 1 TO 30 AMPS *** | 2 | P | 5920K SE
BLW225P | AL | L-A-09-000-002 | 1 | HOLDER | HOLDER, FUSE, QA 1, FUSEHOLDER, BLOCK; FOR TYPE J FUSE, 30 AMP, 600 VOLT CLF FUSEHOLDER | 1 | C | 5920K SE
BMD167J | AL | M-A-02-000-002 | 1 | HOLDER | HOLDER, TYPICAL, QA 3, HOLDER ASSY, ; 2 CONTACTS FOR REED NO. 8 AND 10 OF PSR 1200, FOR PSR | 3 | P | 6630D SE
BNC471E | AL | M-A-16-000-002 | 12 | HOLDER | HOLDER, FUSE, QA 1, FUSEHOLDER, BLOCK; REJECTION TYPE, 250 VAC *** | 1 | P | 5920K SE
BPH868J | AL | M-A-09-000-002 | 4 | HOLDER | HOLDER, FUSE, QA 1, FUSEHOLDER, BLOCK; SCREW TYPE, 2-POLE, 600 VAC, 30 AMPS, SUITABLE FOR | 1 | B | 5920K SE
BPM088F | AL | L-A-03-000-002 | 1 | HOLDER | HOLDER, FUSE, QA 2, SCREW TERMINAL, 250, 30, 2, , BLOCK, PORCELAIN, UL LISTED | 2 | B | 5920K SE
BPN505Y | AL | M-A-16-000-002 | 20 | HOLDER | HOLDER, LAMP, QA 3, LAMPHOLDER, ELECTRIC; ZONE 75 WATTS, 120 VOLTS, FOR FIRE DETECTION | 3 | C | 6250D SE
BPN580T | AL | M-A-16-000-002 | 2 | HOLDER | HOLDER, TYPICAL, QA 3, HOLDER, BOTTLE; PLASTIC, 15 ML UNDILUTED FOR EQUIPMENT PANEL *** | 3 | B | 6630D SE
BQC296R | AL | P-A-LL-ET0-081 | 6 | HOLDER | HOLDER, TYPICAL, QA 3, HOLDER, SAMPLE; STRIP COUPON, FOR 14 IN PIPE, 316 STAINLESS STEEL | 3 | C | 6695D SE
BQC332G | AL | P-A-LL-ET0-081 | 8 | HOLDER | HOLDER, TYPICAL, QA 3, HOLDER, SAMPLE; STRIP COUPON, FOR 16 IN PIPE, 316 STAINLESS STEEL | 3 | C | 6695D SE
BTN217G | AL | M-A-06-000-002 | 5 | HOLDER | HOLDER, FUSE, QA 1, FUSEHOLDER, BLOCK; GLASS TUBE CLIP TYPE, 2-POLE, 250 VOLTS, 20 AMP *** | 1 | B | 5920K SE
BTQ831K | AL | L-A-13-000-002 | 73 | HOLDER | HOLDER, LAMP, QA 3, INDICATING, LAMPHOLDER, ELECTRIC; INDICATING LAMP W/RED LENS FOR MODEL MA-2400 | 3 | B | 6250D SE
BTQ832H | AL | L-A-13-000-002 | 76 | HOLDER | HOLDER, LAMP, QA 3, INDICATING, AMBER, LAMPHOLDER, ELECTRIC; INDICATING LAMP W/AMBER LENS FOR MODEL MA-2400 | 3 | B | 6250D SE
BTQ833F | AL | L-A-13-000-002 | 37 | HOLDER | HOLDER, LAMP, QA 3, INDICATING, WHITE, LAMPHOLDER, ELECTRIC; INDICATINGLAMP W/WHITE LENS FOR MODEL MA-2400 | 3 | B | 6250D SE
BTT035Q | AL | L-A-09-000-002 | 2 | HOLDER | HOLDER, BRUSH, QA 3, HOLDER, ELEC CONTACT BRUSH; ELECTRICAL CONTACT BRUSH, FOR EDERER | 3 | C | 6105D SE
BVA273X | AL | L-A-03-000-002 | 37 | HOLDER | HOLDER, FUSE, QA 2, SCREW TERMINAL, 600, 30, FUSEHOLDER, BLOCK; DOUBLE POLE, UL LISTED, CLASS CC | 2 | B | 5920K SE
BVD116Y | AL | L-A-03-000-002 | 7 | HOLDER | HOLDER, FUSE, QA 2, CONNECTOR/BOX, 250, 60, BOX TERMINAL, 2, UL CLASS H & K. | 2 | B | 5920K SE
BVM783D | AL | L-A-04-000-002 | 1 | HOLDER | HOLDER, TYPICAL, QA 1, HOLDER, SPRING; ASTM A351 GR CF8, DWG 261261 ZZ, FOR REACTOR | 1 | C | 4710Y SE
BWB715C | AL | L-A-09-000-002 | 1 | HOLDER | HOLDER, LAMP, QA 3, LAMPHOLDER, ELECTRIC; INDICATING LAMP, SUBMINIATURE, 0.193 IN MTG | 3 | C | 6250D SE
BXP762Y | AL | M-A-01-000-002 | 6 | HOLDER | HOLDER, LAMP, QA 3, SOCKET ASSY, ELECTRICAL; FOR CONNECTOR ASSY,ON RADIATION MONITOR | 3 | B | 5935B SE
BXP782Q | AL | M-A-12-000-002 | 2 | HOLDER | HOLDER, FUSE, QA 1, FUSEHOLDER, ELECTRICAL; 3 AG MINIATURE, FLUTED KMOB, W/RIGHT ANGLE | 1 | B | 5920K SE
CAG214H | AL | L-A-09-000-002 | 3 | HOLDER | HOLDER, TYPICAL, QA 3, HOLDER, DOOR; MATERIAL: STEEL *** | 3 | C | 4710Y SE
CAG216D | AL | L-A-09-000-002 | 3 | HOLDER | HOLDER, TYPICAL, QA 3, DOOR, , MATERIAL: STEEL, FINISH SATIN CHROMIUM PLATED, DOOR WIDTH: 35 IN TO | 3 | C | 4710Y SE
CAG217B | AL | L-A-13-000-002 | 3 | HOLDER | HOLDER, TYPICAL, QA 3, HOLDER, DOOR; MATERIAL: STEEL *** | 3 | C | 4710Y SE
CAG405B | AL | M-A-06-000-002 | 1 | HOLDER | HOLDER, DISC, QA 1, HANGER, VALVE; CAST CARBON STEEL,SA216 WCB,FOR WALWORTH CHECK VALVE 3 | 1 | B | 48200 SE
CDH122Y | AL | L-A-14-000-002 | 2 | HOLDER | HOLDER, BRUSH, QA 0, BRUSHOLDER ASSY, EXCITER; BBH "C" ASM W/O HANDLE DWG 155C7052G0001 *** | 0 | C | 6115F SE
CEB145B | AL | P-A-LL-ET0-014 | 2 | HOLDER | HOLDER, DISC, QA 1, HOLDER, DISK; FOR USE ON POWELL MODEL 2341SWE, 1.5" SWING CHECK VALVE | 1 | C | 48200 SE
CFG275X | AC | - - - - | 4 | HOLDER | HOLDER, TYPICAL, QA 1, VALVE, *** DISC HOLDER ASSEMBLY, FOR DRESSER MODEL 1970 RELIEF VALVE, DRESSER | 1 | C | 48200 SE
AFD440J | AL | Z-Z-ZZ-ZZZ-ZZZ | 7 | HOOD | HOOD, WELDING, QA 0, LIFT FRONT, ADJUSTABLE, VULCANIZED FIBER, 2 X 4.25 INCH, | 0 | C | 4240P SE
BLE569Y | AC | - - - - | 27 | HOOD | HOOD, TYPICAL, QA 0, RESPIRATOR, TYVEK, WITH STAZ-ON SUSPENSION, FOR RADCON | 0 | C | 4240P SE
BWY797D | AL | 1-A-03-000-001 | 100 | HOOD | HOOD, TYPICAL, QA 0, RADIOACTIVE, COTTON SATEEN, 8 IN FACE OPENING, HOOD, RADIOACTIVE PROTECT; HOOD, PROTECTIVE, 100% COTTON SATEEN | 0 | C | 8415B SE
AWY483C | AC | - - - - | 245 | HOOD | HOOD, TYPICAL, QA 0, RESPIRATOR, 11 IN, PLASTIC, CLEAR, W/ DOUBLE YELLOW BIB, HOOD, RESPIRATOR; C/O HOOD, P/N SAR221HA, AIR DISTRIBUTION UNI | 0 | P | 4240P SE
AWY483C | AL | L-A-14-000-002 | 1560 | HOOD | HOOD, TYPICAL, QA 0, RESPIRATOR, 11 IN, PLASTIC, CLEAR, W/ DOUBLE YELLOW BIB, HOOD, RESPIRATOR; C/O HOOD, P/N SAR221HA, AIR DISTRIBUTION UNI | 0 | P | 4240P SE
AXR704B | AL | L-A-07-000-002 | 6 | HOOD | HOOD, TYPICAL, QA 0, DISPOSABLE, TYVEK, ONE SIZE FITS ALL, DRAW STRING, WHITE OR YELLOW, BREATHABLE, *** COVERS HEAD, NECK, SHOULDERS. | 0 | P | 8415B SE
BYA602K | AL | L-A-04-000-002 | 1 | HOOD | HOOD, MECHANICAL, QA 3, HOOD, ELECTRIC MOTOR; FOR A MODEL JB-48 PENN VENTILATOR EXHAUST FAN. | 3 | C | 6105D SE
CFK462F | AL | L-A-09-000-002 | 1 | HOOD | HOOD, TYPICAL, QA 3, EMI/RFI SHIELDED/2-PIECE, *** WITH CABLE STRAIN RELIEF. | 3 | C | 5805M SE
AWH028Y | AL | D-A-30-301-001 | 1 | HOOK | HOOK, TYPICAL, QA 0, HOIST, W/ THREADED LATCH, UPPER, FOR 3/4 TON COME-ALONG, MODEL B | 0 | C | 4030C SE
BHF644Q | AL | A-A-01-000-001 | 1 | HOOK | HOOK, TYPICAL, QA 0, HOOK, COAT AND HAT; FINISH: CHROME PLATED *** | 0 | P | 4710Y SE
BJQ756Q | AL | D-A-32-302-002 | 20 | HOOK | HOOK, PACKING, QA 0, EXTRACTOR, STUFF BOX/PUMP PKG; MINI FLEXIBLE, STEEL, ZINC PLATED | 0 |  | 5120M SE
BKV284J | AL | D-A-32-302-002 | 20 | HOOK | HOOK, PACKING, QA 0, EXTRACTOR, STUFF BOX/PUMP PKG; STYLE: HOOK, BITSIZE: 00.312500 ( | 0 |  | 5120M SE
BKV285G | AL | D-A-32-302-001 | 20 | HOOK | HOOK, PACKING, QA 0, EXTRACTOR, STUFF BOX/PUMP PKG; STYLE: HOOK, BITSIZE: 00.250000 ( 1/4) | 0 |  | 5120M SE
BND835W | AL | D-A-30-301-002 | 4 | HOOK | HOOK, PACKING, QA 0, EXTRACTOR, STUFF BOX/PUMP PKG; STYLE: LIVE LOAD, LENGTH: 10.000000 ( | 0 |  | 5120M SE
AWH037X | AL | M-A-01-000-002 | 2 | HOOK | HOOK, TYPICAL, QA 0, HOOK, ASSY; LOWER, CONSIST OF HOOK BLOCK DRILLED B-55-A, HOOK BLOCK | 0 | P | 4030C SE
APT497L | AL | L-A-08-000-002 | 1 | HORN | HORN, ALARM, QA 0, ELECTROMAGNET/NONRESONANT, 115 AC, HOWLER, ; INDUSTRIAL, ELECTROMAGNET, NONRESONANT, 2 WAY BELL TYPE | 0 | P | 6350B SE
BQN061Q | AL | T-A-01-000-002 | 1 | HORN | HORN, ALARM, QA 3, HORN, ELECTRICAL; BETATONE, (TIME-OUT), REPLACEMENT PART FOR THE | 3 | B | 6350B SE
BQN061Q | AL | T-A-05-000-002 | 1 | HORN | HORN, ALARM, QA 3, HORN, ELECTRICAL; BETATONE, (TIME-OUT), REPLACEMENT PART FOR THE | 3 | B | 6350B SE
BWK386V | AL | T-A-02-000-002 | 1 | HORN | HORN, ALARM, QA 3, HORN, ELECTRICAL; EXPLOSION PROOF, 00.27 A, 120.00 VAC *** | 3 | B | 6350B SE
AJG741N | AL | D-A-29-301-004 | 1 | HOSE | HOSE, FLEXIBLE/METAL, QA 0, ASSEMBLY, 3 IN, 18 IN, T304 STAINLESS STEEL, 150 LB, FLANGE, HOSE ASSY, METALLIC; METAL, FLEXIBLE, FWSS-31, T321 | 0 |  | 4720O SE
AJY186G | AL | D-A-08-401-000 | 23 | HOSE | HOSE, TYPICAL, QA 0, 6 IN, 25 FT, RUBBER, HOSE, NONMETALLIC; SIZE ID: 6.000 IN, SIZE LENGTH: 25.000 FT ( 25 FT) | 0 | C | 4720O SE
AMD348M | AL | D-A-33-401-000 | 96 | HOSE | HOSE, TYPICAL, QA 0, AIR, 3/8 IN, 50 FT, MNPT X FNPT, C/W MALE FITTING ON ONE END & FEMALE FITTING OTHER | 0 | P | 4210N SE
ARH246G | AL | D-A-02-102-002 | 1 | HOSE | HOSE, TYPICAL, QA 0, ASSEMBLY, 3/8 IN, 12-1/2 FT, HOSE ASSY, NONMETALLIC; GAS,12 1/2FT LENGTH,WITH 0.375IN MALE FITTINGS | 0 | P | 4720O SE
ARV295F | AL | D-A-06-301-000 | 9 | HOSE | HOSE, TYPICAL, QA 0, RESPIRATOR, HOSE, RESPIRATOR; BREATHING, FOR PRESSURE DEMAND RESPIRATOR *** | 0 | C | 4240P SE
AVP195V | AL | D-A-08-302-000 | 3 | HOSE | HOSE, TYPICAL, QA 0, HYDRAULIC, 7/8 IN, 1000 PSIG, RUBBER, HOSE, NONMETALLIC; MATL (INTER LINER): TEFLON, SIZE ID: 0.875 IN ( | 0 | P | 4720O SE
BAL850J | AL | D-A-30-301-001 | 10 | HOSE | HOSE, TYPICAL, QA 0, ASSEMBLY/FIRE, 3/8 IN, 5/8 IN, 10 IN, RUBBER, BLACK, HOSE ASSY, NONMTL,FIRE FIGHTING; RUBBER, 0.375 ID X 0.625 OD X 10 | 0 | B | 4210N SE
BBM120D | AL | A-A-01-000-001 | 198 | HOSE | HOSE, TYPICAL, QA 0, 3/4 IN, 50 FT, FIBER, 125 PSI, RUBBER, HOSE, NONMETALLIC; RUBBER, FIBER, RENIFORCED, 0.750 IN ID, 125 PSI, 50 | 0 | P | 4720O SE
BBW431C | AL | A-A-01-000-001 | 4 | HOSE | HOSE, FLEXIBLE/METAL, QA 0, ASSEMBLY, 1 IN, 22-1/2 IN, 316 SS, TUBE X THREAD, HOSE ASSY, METALLIC; FLEXIBLE, STAINLESS STEEL TYPE 316, 1.00 | 0 | P | 4720O SE
BCM122P | AL | D-A-17-302-001 | 2 | HOSE | HOSE, TYPICAL, QA 0, 2 IN, BLACK, RUBBER, HOSE, NONMETALLIC; MATL (INTER LINER): RUBBER, SIZE ID: 2.000 IN | 0 |  | 4720O SE
BCM134G | AL | D-A-17-302-001 | 3 | HOSE | HOSE, TYPICAL, QA 0, ASSEMBLY, 3/8 IN, 1/2 IN, 6 FT, PLASTIC, HOSE ASSY, NONMETALLIC; PLASTIC, 0.375 ID X 0.500 OD X 6 FT LONG, C/W | 0 | B | 4720O SE
BEA518A | TR | - - - - | 1 | HOSE | HOSE, FLEXIBLE/METAL, QA 1, ASSEMBLY, 1 IN, 20 IN, 21 IN, SA312 321 SS, 150 LB, FLANGE, HOSE ASSY, METALLIC; STAINLESS STEEL SA312 TP 321, 1 | 1 | P | 4720O SE
BEA522K | AL | A-A-01-000-001 | 2 | HOSE | HOSE, FLEXIBLE/METAL, QA 1, HOSE ASSY, METALLIC; STAINLESS STEEL SA312 TP321, 1.00 ID X 11.00 X | 1 | P | 4720O SE
BEF243X | AL | D-B-17-402-001 | 81 | HOSE | HOSE, TYPICAL, QA 3, HOSE, NONMETALLIC; PVC COVER WITH WIRE RENIFORCED 1.25 ID X 25 FT | 3 |  | 4720O SE
BFN144M | AL | D-A-26-401-000 | 1 | HOSE | HOSE, TYPICAL, QA 0, ASSEMBLY, 3/4 IN, 50 FT, RUBBER, 5000 PSI, HOSE ASSY, NONMETALLIC; RUBBER, 5000 PSI, 0.750 ID X 50 FT LONG C/W | 0 | C | 4720O SE
BGL952R | AL | 1-B-10-000-001 | 9 | HOSE | HOSE, TYPICAL, QA 0, ASSEMBLY/FIRE, 1-1/2 IN, 50 FT, POLYESTER, 600 PSIG, THREADED, YELLOW, HOSE ASSY, NONMTL,FIRE FIGHTING; 100 PCT POLYEST | 0 | P | 4210N SE
BHG760W | AC | - - - - | 2 | HOSE | HOSE, TYPICAL, QA 3, HOSE, NONMETALLIC; RUBBER, 2.375 ID X 2.625 IN LONG, FOR DIESEL | 3 | P | 4720O SE
BHR171N | AL | A-A-01-000-001 | 1 | HOSE | HOSE, FLEXIBLE/METAL, QA 0, ASSEMBLY/DOUBLE BRAIDED, 1/2 IN, 15 IN, STAINLESS STEEL, MNPT, HOSE ASSY, METALLIC; FLEXIBLE, DOUBLE BRAIDED, ST | 0 | P | 4720O SE
BHT851T | AL | A-A-01-000-001 | 4 | HOSE | HOSE, TYPICAL, QA 3, HOSE ASSY, NONMETALLIC; HIGH PRESSURE, 200 PSI, CONSISTING OF COUPLING | 3 | C | 4720O SE
BJP361M | AL | F-A-04-202-006 | 2 | HOSE | HOSE, FLEXIBLE/METAL, QA 0, 1/4 IN, 3 FT (36 IN), SS | 0 |  | 4720O SE
BLJ193X | AL | A-A-01-000-001 | 6 | HOSE | HOSE, FLEXIBLE/METAL, QA 0, HOSE, METALLIC; MATERIAL: METAL, SIZE ID: 6.000 IN, SIZE LENGTH: 30 FT | 0 | P | 4720O SE
BLR453R | AL | F-A-10-302-003 | 9 | HOSE | HOSE, TYPICAL, QA 0, VACUUM, 2-1/2 IN, HOSE, ; 2-1/2 IN DIA, EXTENSION ATTACHMENT, FOR HEPA VACUUM. *** | 0 |  | 79101 SE
BNH228X | AL | F-A-15-102-000 | 1 | HOSE | HOSE, FLEXIBLE/METAL, QA 1, HOSE, METALLIC; FLEXIBLE INSTRUMENTATION, FOR PIPE SIZE 1/2 IN, ON | 1 | P | 4720O SE
BNQ084E | AL | A-A-01-000-001 | 4 | HOSE | HOSE, TYPICAL, QA 0, ASSEMBLY, 4 IN, 12 FT, 150 PSI/200 PSI, FLANGE, HOSE ASSY, NONMETALLIC; RUBBER, MULTI-PURPOSE, 200 PSI80 DEG F, 4.00 | 0 | P | 4720O SE
BPQ037H | AL | D-A-26-101-000 | 2 | HOSE | HOSE, TYPICAL, QA 0, HYDRAULIC, 1/2 IN, 6 FT, RUBBER, HOSE, NONMETALLIC; MATL (INTER LINER): RUBBER, SIZE ID: 0.500 IN ( | 0 | B | 4720O SE
BPY082D | AL | A-A-01-000-001 | 1204 | HOSE | HOSE, TYPICAL, QA 0, 1/2 IN, 250 PSI, GREEN, REINFORCEMENT: SYNTHETIC CORD | 0 | B | 4720O SE
BQD322E | AL | 5-C-02-202-000 | 2 | HOSE | HOSE, FLEXIBLE/METAL, QA 1, CLASS 3, ASSEMBLY, 3 IN, 304/321 SS SA240/479/403, THREADED, HOSE ASSY, METALLIC; FLEXIBLE,C/O BELLOWS,SA 240,TY | 1 | C | 4720O SE
BQM424W | AL | F-A-08-202-006 | 2 | HOSE | HOSE, TYPICAL, QA 1, HOSE, NONMETALLIC; ASSEMBLE, OIL LINE, ENGINE TO ACTUATOR HOSE, FOR | 1 |  | 2910O SE
BQR323E | AL | F-A-10-301-005 | 1 | HOSE | HOSE, TYPICAL, QA 0, ASSEMBLY, 1 IN, MNPT X SWIVEL, HOSE ASSY, NONMETALLIC; CONSIST OF 1 EA. MALE PIPE, SWIVEL, MALE PIPE | 0 |  | 4720O SE
BQR323E | AL | F-A-10-301-006 | 1 | HOSE | HOSE, TYPICAL, QA 0, ASSEMBLY, 1 IN, MNPT X SWIVEL, HOSE ASSY, NONMETALLIC; CONSIST OF 1 EA. MALE PIPE, SWIVEL, MALE PIPE | 0 |  | 4720O SE
BRD057P | AL | D-A-15-302-000 | 3 | HOSE | HOSE, TYPICAL, QA 0, 1/4 IN, 50 FT, URETHANE, NYLON, HOSE, NONMETALLIC; MATL (INTER LINER): NYLON, SIZE ID: 00.250000 ( | 0 |  | 4720O SE
BTQ606V | AL | A-A-01-000-001 | 1 | HOSE | HOSE, FLEXIBLE/METAL, QA 1, CLASS 3, HOSE ASSY, METALLIC; BELLOWS:SB443 INCONEL 625 ,0.40 IN THICKTO BUTT | 1 | C | 4720O SE
BTQ607R | AL | D-A-01-000-001 | 1 | HOSE | HOSE, FLEXIBLE/METAL, QA 1, CLASS 3, ASSEMBLY, 2 IN, INCONEL 625, 2485 PSI/650 DEG F, BUTTWELD, HOSE ASSY, METALLIC; BELLOWS:SB443 INCONEL62 | 1 | C | 4720O SE
BVB894P | AL | A-A-01-000-001 | 1 | HOSE | HOSE, TYPICAL, QA 0, ASSEMBLY, 4 IN, 3 FT, RUBBER, 200 PSI/80 DEG F, FLANGE, HOSE ASSY, NONMETALLIC; MULTI-PURPOSE, RUBBER, 200 PSI, 80 DEG | 0 | C | 4720O SE
BVB895M | AL | A-A-01-000-001 | 1 | HOSE | HOSE, TYPICAL, QA 0, ASSEMBLY, 4 IN, 12 FT, RUBBER, 200 PSI/80 DEG F, FLANGE, HOSE ASSY, NONMETALLIC; MULTI-PURPOSE, RUBBER, 200 PSI, 80 DEG | 0 | C | 4720O SE
BVJ055M | AL | D-A-02-201-001 | 1 | HOSE | HOSE, TYPICAL, QA 0, CRYOGENIC LIQUIDS, 3/8 IN, 6 FT, HOSE, NONMETALLIC; SIZE ID: 0.375 IN ( 3/8), SIZE LENGTH: 6 FT MEDIA | 0 |  | 4720O SE
BVP003G | AL | A-A-01-000-001 | 50 | HOSE | HOSE, TYPICAL, QA 0, VACUUM, 2 IN, 50 FT, ORANGE, HOSE, VACUUM CLEANER; VACMASTER HOSE, 2 INCH BY 50 FT, ORANGE *** | 0 | C | 79101 SE
BWC868D | AL | D-A-12-301-000 | 1 | HOSE | HOSE, TYPICAL, QA 3, HOSE, NONMETALLIC; MATL (INTER LINER): TEFLON, SIZE ID: 0.406 IN | 3 |  | 4720O SE
BWQ436D | AL | E-A-16-C01-E01 | 8 | HOSE | HOSE, TYPICAL, QA 0, HOSE, CIRCUIT BREAKER; PRESSURE, FOR CIRCUIT BREAKER, TYPE DR36SC1750D | 0 | C | 5925B SE
BWQ437B | AL | E-A-16-C01-E01 | 8 | HOSE | HOSE, TYPICAL, QA 0, HOSE, CIRCUIT BREAKER; PRESSURE, FOR CIRCUIT BREAKER, TYPE DR36SC1750D | 0 | C | 5925B SE
BYE735A | AL | A-A-01-000-001 | 7 | HOSE | HOSE, FLEXIBLE/METAL, QA 3, HOSE ASSY, METALLIC; STAINLESS STEEL, FLEXIBLE, MALE CONNECTORS, 0.250 | 3 | C | 4720O SE
CAQ954Y | AL | D-A-06-301-000 | 15 | HOSE | HOSE, TYPICAL, QA 1, HOSE ASSY, NONMETALLIC; FOR DIESEL GENERATORS, 1-1/2" DIA. X 29" LONG | 1 |  | 2910O SE
CBN347Q | AL | D-B-05-302-000 | 6 | HOSE | HOSE, TYPICAL, QA 1, HOSE ASSY, NONMETALLIC; LENGTH: 21 FT, HOSE: FLEXIBLE (P/N 1503-4) | 1 |  | 2910O SE
CBN348N | AL | D-B-05-302-000 | 3 | HOSE | HOSE, TYPICAL, QA 1, HOSE ASSY, NONMETALLIC; LENGTH: 10 FT, HOSE: FLEXIBLE (P/N 1503-4) | 1 |  | 2910O SE
CBN350F | AL | D-A-02-301-000 | 4 | HOSE | HOSE, TYPICAL, QA 1, HOSE ASSY, NONMETALLIC; LENGTH: 4 FT, HOSE: FLEXIBLE (P/N 1503-4) | 1 |  | 2910O SE
CBN355R | AL | D-A-02-301-000 | 2 | HOSE | HOSE, TYPICAL, QA 1, HOSE ASSY, NONMETALLIC; LENGTH: 8 FT, HOSE: FLEXIBLE (P/N 1503-4) | 1 |  | 2910O SE
CBN357M | AL | D-B-05-302-000 | 3 | HOSE | HOSE, TYPICAL, QA 1, HOSE ASSY, NONMETALLIC; LENGTH: 22 FT, HOSE: FLEXIBLE (P/N 1503-4) | 1 |  | 2910O SE
CBN360C | AL | D-B-05-302-000 | 3 | HOSE | HOSE, TYPICAL, QA 1, HOSE ASSY, NONMETALLIC; LENGTH: 8 FT, HOSE: FLEXIBLE (P/N 1503-4) | 1 |  | 2910O SE
CBN363T | AL | D-B-05-302-000 | 3 | HOSE | HOSE, TYPICAL, QA 1, HOSE ASSY, NONMETALLIC; LENGTH: 3 FT, HOSE: FLEXIBLE (P/N 1503-4) | 1 |  | 2910O SE
CBP616J | AL | F-A-08-302-004 | 5 | HOSE | HOSE, FLEXIBLE/METAL, QA 0, HOSE, METALLIC; FLEXIBLE METAL, 00.75 INCH ID X 18.00 INCH LONG | 0 |  | 4720O SE
CBR380N | AL | A-A-01-000-001 | 5 | HOSE | HOSE, TYPICAL, QA 0, AIR, 1/2 IN, HOSE ASSY, VALVE; 1/2 INCH, AIR SUPPLY, FOR VALTEK VALVES *** | 0 | C | 48200 SE
CDQ197T | AL | D-A-12-202-001 | 8 | HOSE | HOSE, TYPICAL, QA 3, HOSE ASSY, NONMETALLIC; HOSE ID: 1/4 INCH, HOSE TYPE: H43504 SAE100R7 | 3 |  | 4720O SE
CDX630Q | AL | D-A-12-202-002 | 2 | HOSE | HOSE, TYPICAL, QA 3, HOSE ASSY, NONMETALLIC; FIRST END: 1/4" FLARE TUBE FEMALE SWIVEL | 3 |  | 4720O SE
CDX631B | AL | D-A-12-202-002 | 2 | HOSE | HOSE, TYPICAL, QA 3, HOSE ASSY, NONMETALLIC; FIRST END: 1/4" FLARE TUBE FEMALE SWIVEL | 3 |  | 4720O SE
CDX637Y | AL | D-A-12-202-002 | 2 | HOSE | HOSE, TYPICAL, QA 3, HOSE ASSY, NONMETALLIC; FIRST END: 1/4" FLARE TUBE FEMALE SWIVEL | 3 |  | 4720O SE
CDX961M | AL | D-A-12-202-004 | 1 | HOSE | HOSE, TYPICAL, QA 3, HOSE ASSY, NONMETALLIC; FEMALE JIC #4 SIZE ENDS, PLATED ENDS, 1/4" | 3 |  | 4720O SE
CFH538J | AL | A-A-01-000-001 | 1 | HOSE | HOSE, FLEXIBLE/METAL, QA 3, ASSEMBLY, 1-1/2 IN, STAINLESS STEEL, MNPT, *** 1-1/2" MPT STAINLESS STEEL FITTINGS BOTH ENDS, ANNULAR CORRUGATED | 3 | C | 4720O SE
CKP117K | AL | D-A-26-201-000 | 300 | HOSE | HOSE, TYPICAL, QA 3, NONMETALLIC, 1 IN, PREMO FLEX, FOR VARIABLE FREQUENCY DRIVE | 3
CKP117K | AL | D-A-26-202-000 | 350 | HOSE | HOSE, TYPICAL, QA 3, NONMETALLIC, 1 IN, PREMO FLEX, FOR VARIABLE FREQUENCY DRIVE | 3
CKP142L | AL | D-B-17-402-000 | 300 | HOSE | HOSE, TYPICAL, QA 3, NONMETALLIC, 2 IN, FOR VARIABLE FREQUENCY DRIVE | 3
AFF618D | AL | T-A-12-000-002 | 11 | HOSE | HOSE, TYPICAL, QA 0, ASSEMBLY, 1/2 IN, 50 FT, HOSE ASSY, NONMETALLIC; FITTED, C/O VIP HOSE, SIZE 1/2 X 50 FT | 0 | B | 4720O SE
AJG149Y | AL | L-A-09-000-002 | 2 | HOSE | HOSE, TYPICAL, QA 0, AIR, 1/2 IN, 25 FT, RUBBER, HOSE ASSY, NONMETALLIC; RBR, BLK, AIR, C/W 2 EA 1/2 IN HOSE NIPPLES & | 0 | P | 4720O SE
AJG249T | AL | L-A-15-000-002 | 180 | HOSE | HOSE, TYPICAL, QA 3, AIR, 1/4 IN, RUBBER, 200 PSI, GRAY, HOSE, NONMETALLIC; RBR, AIR, GREY, 200 PSI WORKING PRESSURE 1/4 IN *** | 3 | P | 4720O SE
AKG841C | AL | L-A-03-000-002 | 2 | HOSE | HOSE, FLEXIBLE/METAL, QA 0, ASSEMBLY/LEAKPROOF, 1/2 IN, 2 FT, STAINLESS STEEL, MNPT, HOSE ASSY, METALLIC; FLEXIBLE METAL, STNLS STL, LEAKPRO | 0 | P | 4720O SE
AMF959D | AL | M-A-08-000-002 | 7 | HOSE | HOSE, FLEXIBLE/METAL, QA 0, ASSEMBLY, 3/4 IN, 3 FT, STAINLESS STEEL, MNPT, HOSE ASSY, METALLIC; FLEXIBLE,STAINLESS STEEL,C/W 2 EACH MALE | 0 | P | 4720O SE
APG738C | AC | - - - - | 2500 | HOSE | HOSE, TYPICAL, QA 0, 1/4 IN, RUBBER, HOSE, NONMETALLIC; MATL (INTER LINER): RUBBER, SIZE ID: 00.250000 ( | 0 | P | 4720O SE
ARY183B | AL | L-A-13-000-002 | 1 | HOSE | HOSE, TYPICAL, QA 0, ASSEMBLY, 5/8 IN, 5-1/2 IN, COPPER, HOSE ASSY, ; COPPER,STUD,FOR NEGATIVE RING,0.625IN DIA X 5.500IN LONG | 0 | P | 5935B SE
AVP195V | AL | L-A-01-000-002 | 1 | HOSE | HOSE, TYPICAL, QA 0, HYDRAULIC, 7/8 IN, 1000 PSIG, RUBBER, HOSE, NONMETALLIC; MATL (INTER LINER): TEFLON, SIZE ID: 0.875 IN ( | 0 | P | 4720O SE
AWN456Q | AL | T-A-01-000-002 | 1 | HOSE | HOSE, TYPICAL, QA 0, 1/2 IN, 5 FT, BUNA-N, 3000 PSIG, FLARED X FNPT, HOSE ASSY, NONMETALLIC; RUBBER, BUNA-N, SPIRAL WOUND BRAIDED WIRE | 0 | C | 4720O SE
AXC416J | AL | L-A-13-000-002 | 3 | HOSE | HOSE, TYPICAL, QA 0, NONMETALLIC, 1 IN, 1500 PSIG, RUBBER, HOSE, NONMETALLIC; MATL (INTER LINER): RUBBER, SIZE ID: 1.000 IN BURST | 0 | P | 4720O SE
AXV540F | AL | L-A-01-000-002 | 3 | HOSE | HOSE, TYPICAL, QA 0, HOSE ASSY, NONMETALLIC; RUBBER, REINFORCED WITH METAL,INLET, STATOR | 0 | P | 4720O SE
AXV544V | AL | L-A-07-000-002 | 2 | HOSE | HOSE, TYPICAL, QA 0, HOSE ASSY, NONMETALLIC; RUBBER, REINFORCED WITH METAL,INLET, STATOR | 0 | P | 4720O SE
BAY818F | AL | M-A-10-000-002 | 1 | HOSE | HOSE, TYPICAL, QA 0, HYDRAULIC, 3/8 IN, 20 FT, RUBBER, 2500 PSIG, MNPT X FNPT, HOSE ASSY, NONMETALLIC; RUBBER, FLEXIBLE, HYDRAULIC, HIGH PRE | 0 | P | 4720O SE
BBM784E | AL | L-A-06-000-002 | 315 | HOSE | HOSE, TYPICAL, QA 0, HYDRAULIC, 3/8 IN, RUBBER, HOSE, NONMETALLIC; MATL (INTER LINER): RUBBER, SIZE ID: 0.375 IN ( | 0 | P | 4720O SE
BHG449H | AL | L-A-13-000-002 | 1 | HOSE | HOSE, TYPICAL, QA 0, ASSEMBLY, 1/2 IN, 50 FT, RUBBER, HOSE ASSY, NONMETALLIC; RUBBER, 300 LB, C/W BRASS FITTINGS, 0.50 IN | 0 | P | 4720O SE
BHG760W | AL | L-A-09-000-002 | 1 | HOSE | HOSE, TYPICAL, QA 3, HOSE, NONMETALLIC; RUBBER, 2.375 ID X 2.625 IN LONG, FOR DIESEL | 3 | P | 4720O SE
BHT851T | AL | M-A-16-000-002 | 4 | HOSE | HOSE, TYPICAL, QA 3, HOSE ASSY, NONMETALLIC; HIGH PRESSURE, 200 PSI, CONSISTING OF COUPLING | 3 | C | 4720O SE
BHW854A | AL | L-A-10-000-002 | 1 | HOSE | HOSE, FLEXIBLE/METAL, QA 1, CONNECTION, DIESEL ENGINE; EXHAUST, FLEXIBLE, 24 X 29.5 IN LG,19.79 IN | 1 | C | 2910O SE
BKH503M | AL | T-A-01-000-002 | 9 | HOSE | HOSE, TYPICAL, QA 3, HOSE ASSY, NONMETALLIC; RUBBER, C/W COUPINGS, 48.00 INLONG, FOR FUEL | 3 | P | 4720O SE
BKR657F | AL | M-A-13-000-002 | 2 | HOSE | HOSE, TYPICAL, QA 3, HOSE ASSY, NONMETALLIC; FLEXIBLE RUBBER, STEEL REINFORCED, 24.00 IN ID | 3 | P | 2910O SE
BMF300D | AL | L-A-03-000-002 | 2 | HOSE | HOSE, TYPICAL, QA 1, HOSE ASSY, NONMETALLIC; AIR, INCLUDES 5/8 INCH CONNECTOR, 21 IN LONG | 1 | C | 2910O SE
BNH228X | AL | L-A-02-000-002 | 1 | HOSE | HOSE, FLEXIBLE/METAL, QA 1, HOSE, METALLIC; FLEXIBLE INSTRUMENTATION, FOR PIPE SIZE 1/2 IN, ON | 1 | P | 4720O SE
BNP284L | AL | M-A-07-000-002 | 3 | HOSE | HOSE, TYPICAL, QA 0, ASSEMBLY, 2 IN, 28 FT, QUICK DISCONNECT X NPT, HOSE ASSY, NONMETALLIC; 28' LENGTH DCYCO #7281-2002, SIZE 2" DRAGON | 0 | P | 4720O SE
BPP812F | AL | L-A-11-000-002 | 6 | HOSE | HOSE, FLEXIBLE/METAL, QA 3, HOSE ASSY, METALLIC; CORRUGATED, SINGLE BRAIDED, STAINLESS STEEL | 3 | C | 4720O SE
BQV474E | AL | M-A-02-000-002 | 11 | HOSE | HOSE, TYPICAL, QA 1, HOSE ASSY, NONMETALLIC; RUBBER, 0.620D X 27 IN LONG, COMPLETE WITH | 1 | B | 2910O SE
CAF172C | AL | L-A-09-000-002 | 2 | HOSE | HOSE, TYPICAL, QA 3, HOSE, NONMETALLIC; MATL (INTER LINER): RUBBER, SIZE ID: 0.250 IN ( | 3 | B | 4720O SE
CED432X | AL | L-A-13-000-002 | 1 | HOSE | HOSE, TYPICAL, QA 0, AIR, 11-1/2 IN, RUBBER, HOSE, CRANE; 11-1/2", AIR HOSE, RUBBER WITH ENDS *** | 0 | C | 3950F SE
CFG240W | AL | M-A-02-000-002 | 4 | HOSE | HOSE, FLEXIBLE/METAL, QA 3, 1 IN, SS, ** 48 IN. LONG, 321 STAINLESS STEEL WITH A 304 STAINLESS STEEL DOUBLE | 3 | C | 4720O SE
ANJ736C | AL | A-A-01-000-001 | 8 | HOUSING | HOUSING, TYPICAL, QA 1, HOUSING, VALVE; SEAL, 316 SST, FOR CHECK VALVE,SIZE 6 IN, MODEL | 1 | P | 48200 SE
ARH129L | AL | D-A-12-301-000 | 18 | HOUSING | HOUSING, FILTER, QA 0, ASSEMBLY/DIAPHRAGM, HOUSING ASSY, RESPIRATOR; SPEAKING DIAPHRAGM, FOR ULTRA FILTER AND | 0 |  | 4240P SE
ATN431M | AL | A-A-01-000-001 | 1 | HOUSING | HOUSING, TYPICAL, QA 1, HOUSING, ACTUATOR; FOR VALVE ACTUATOR, TYPE SMB-00, DWG 01-403-0035-4 | 1 | C | 48200 SE
ATX548V | AL | A-A-01-000-001 | 1 | HOUSING | HOUSING, TYPICAL, QA 0, HOUSING, ; CAST IRON, SPINDLE, REF 21, FOR LOWER SCREEN CONTROL, DWG | 0 | P | 4420B SE
AVK698M | AL | D-A-32-104-001 | 2 | HOUSING | HOUSING, TYPICAL, QA 0, HOUSING, ; PLASTIC, BLACK, TRANSDUCER, FOR ANALYZER SECONDARY | 0 | P | 6630D SE
AWK813A | AL | A-A-01-000-001 | 1 | HOUSING | HOUSING, TYPICAL, QA 2, HOUSING, VALVE; CARBON STEEL, SEAL, REF 2, FOR 006.000 IN CHECK VALVE | 2 | P | 48200 SE
AWX724M | AL | D-B-27-301-000 | 4 | HOUSING | HOUSING, TYPICAL, QA 0, BALLAST, 100/240 AC, W/MOUNTING COVERS, HOUSING, ; BALLAST, 100/240 VAC, C/W MOUNTING COVERS *** | 0 |  | 6210P SE
AXL295T | AL | A-A-01-000-001 | 2 | HOUSING | HOUSING, TYPICAL, QA 0, HOUSING, ; STEEL, FOR SEPARATOR, TYPE MAE-2095-29-60/4024-4, S/N | 0 | P | 4330N SE
AYG920P | AL | D-B-16-000-001 | 1 | HOUSING | HOUSING, BEARING, QA 0, HOUSING, ELECTRIC MOTOR; BEARING, DWG RC12415, PATTERN 28954,C/W DISC | 0 | P | 6105D SE
BAR383J | AL | A-A-01-000-001 | 1 | HOUSING | HOUSING, TYPICAL, QA 0, HOUSING, VALVE; SEAL, STAINLESS STEEL TYPE 316REF 2, FOR CHECK VALVE | 0 | P | 48200 SE
BAX289M | AL | A-A-01-000-001 | 1 | HOUSING | HOUSING, TYPICAL, QA 1, HOUSING, ACTUATOR; COMPENSATOR SPRING, IRON, FOR VALVE ACTUATOR, TYPE | 1 | P | 48200 SE
BDJ060Y | AL | A-A-01-000-001 | 1 | HOUSING | HOUSING, BEARING, QA 0, HOUSING, BEARING UNIT; FOR HUEBSCH WASHER-EXTRACTOR, MODEL WH-65, S/N | 0 | P | 3405L SE
BDJ133V | AC | - - - - | 2 | HOUSING | HOUSING, TYPICAL, QA 0, ISOLATOR, 3-1/2 IN, 3-7/8 IN SQUARE, 10-7/8 IN, ALUMINUM, HOUSING, CIRCUIT BREAKER; ALUMINUM, 3.875 SQ OD X 10.875IN | 0 | C | 5925B SE
BDL041D | AL | A-A-01-000-001 | 1 | HOUSING | HOUSING, BEARING, QA 0, HOUSING, BEARING UNIT; PLAIN, CONSISTING OF, 4 EA PIPE NIPPLE, 6 EA | 0 | P | 4320U SE
BHE496J | AL | A-A-01-000-001 | 1 | HOUSING | HOUSING, TYPICAL, QA 1, CLUTCH, STEEL, , REF 1, FOR VALVE ACTUATOR, TYPE SB-0, SMB-0, AND SBD-0, CLASS 1E | 1 | P | 48200 SE
BHE610T | AL | A-A-01-000-001 | 4 | HOUSING | HOUSING, TYPICAL, QA 1, HOUSING UNIT, ; 316 STAINLESS STEEL, HIGH AND LOW PRESSURE, 0.5 X 0.25 | 1 | P | 6695D SE
BHM616Y | AL | A-A-01-000-001 | 1 | HOUSING | HOUSING, TYPICAL, QA 1, ACTUATOR, , CLUTCH, REF 1, FOR VALVE ACTUATOR, TYPE SB-2, SBD-2 AND SMB-2 | 1 | C | 48200 SE
BHX549A | AL | D-A-14-000-001 | 9 | HOUSING | HOUSING, TYPICAL, QA 0, PAGER, PLASTIC, W/ BELT CLIP, HOUSING, PAGER; PLASTIC,WITH BELT CLIP *** | 0 | P | 5985A SE
BJH410D | AL | A-A-01-000-001 | 1 | HOUSING | HOUSING, TYPICAL, QA 0, HOUSING, FIRE HYDRANT; CAST IRON, FOR UPSTANDING COMPRESSION TYPE FIRE | 0 | P | 4210N SE
BKB834V | AL | A-A-01-000-001 | 1 | HOUSING | HOUSING, TYPICAL, QA 3, HOUSING, ACTUATOR; STEEL, REF 1, FOR MANUAL VALVEACTUATOR, SIZE MDT-5 | 3 | P | 48200 SE
BKB837M | AL | A-A-01-000-001 | 2 | HOUSING | HOUSING, TYPICAL, QA 3, HOUSING, ACTUATOR; STEEL, REF 1, FOR MANUAL VALVEACTUATOR, SIZE MDT-2 | 3 | P | 48200 SE
BPW750W | AL | E-A-16-C06-D01 | 4 | HOUSING | HOUSING, TYPICAL, QA 0, HOUSING, CIRCUIT BREAKER; HOUSING, FOR POWER CIRCUIT BREAKER, TYPE | 0 | C | 5925B SE
BQJ781K | AL | D-A-12-301-001 | 1 | HOUSING | HOUSING, GEAR, QA 0, HOUSING, GEAR; VELOCITY TRANSDUCER HOUSING, STAINLESS STEEL WITH | 0 |  | 4710Y SE
BRE447E | AL | E-A-16-C05-E01 | 1 | HOUSING | HOUSING, TYPICAL, QA 0, HOUSING, CIRCUIT BREAKER; FOR POWER CIRCUIT BREAKER, TYPE DR36SC1750D | 0 | C | 5925B SE
BRM103C | AL | A-A-01-000-001 | 2 | HOUSING | HOUSING, BEARING, QA 1, BEARING BLOCK, ; FOR USE ON A ASME SEC III CLASS 1, WESTINGHOUSE CHECK | 1 | C | 4410C SE
BRM129Q | AL | A-A-01-000-001 | 2 | HOUSING | HOUSING, BEARING, QA 1, BEARING BLOCK, ; FOR USE ON A ASME SEC III CLASS 1, WESTINGHOUSE CHECK | 1 | C | 4410C SE
BVJ361P | AL | F-A-11-301-000 | 1 | HOUSING | HOUSING, BEARING, QA 1, HOUSING, BEARING UNIT; UPPER, WITH INSULATION SLEEVE *** | 1 | C | 6105D SE
BWG317Y | AL | A-A-01-000-001 | 5 | HOUSING | HOUSING, TYPICAL, QA 0, HOUSING, VALVE; PILOT, FOR YARWAY SIZE 14 INCH, FIG. 5301, TYPICAL | 0 | C | 48200 SE
BWJ613G | AL | D-A-22-201-000 | 2 | HOUSING | HOUSING, BEARING, QA 3, HOUSING, BEARING UNIT; PILLOW BLOCK, FOR FLYWHEEL OF M. G. SET, MODEL | 3 | C | 2910O SE
BXQ379Q | AL | A-A-01-000-001 | 1 | HOUSING | HOUSING, GEAR, QA 1, HOUSING, ACTUATOR; BEVEL GEAR ,FOR SBD-00 ACTUATOR *** | 1 | B | 48200 SE
BXW424R | AL | F-A-08-101-000 | 2 | HOUSING | HOUSING, BEARING, QA 3, HOUSING, PUMP; INTERMEDIATE BEARING,IT 39,FOR SUMP PUMP,1 1/2 X 2 RB-M | 3 | C | 4320U SE
CBX633K | AL | A-A-01-000-001 | 1 | HOUSING | HOUSING, BEARING, QA 0, HOUSING, BEARING UNIT; LOWER BEARING HOUSING, COMPLETE WITH RACE | 0 | B | 6105D SE
CHW536H | AL | D-A-28-402-000 | 1 | HOUSING | HOUSING, SEAL, QA 3, FOR 20" DANIEL CHEXTER CHECK VALVE, MODEL 1600, TYPE: DE, RATING: 150 | 3 |  | 48200 SE
APT325J | AL | L-A-13-000-002 | 1 | HOUSING | HOUSING, BEARING, QA 0, HOUSING, BEARING UNIT; BEARING, VIKING PUMP CO, (LUBE OIL CIRCULATING | 0 | P | 4320U SE
AQD335C | AL | L-A-09-000-002 | 1 | HOUSING | HOUSING, TYPICAL, QA 0, HOUSING, CHILLER; FOR SENTRY CENTRIFUGAL UNIT NC175, MODEL NCX900053U | 0 | P | 4520N SE
AXA524R | AL | T-A-02-000-002 | 14 | HOUSING | HOUSING, FILTER, QA 0, HOUSING, ACTUATOR; STAINLESS STEEL, FILTER, CAP, FOR GOVERNOR VALVE | 0 | C | 48200 SE
AYK743Q | AL | L-A-02-000-002 | 8 | HOUSING | HOUSING, TYPICAL, QA 0, HOUSING, ; BENDIX DRIVE, FOR AIR STARTER SIZE 150 BMP, P/N D89LH50, ON | 0 | P | 2910O SE
BHH001H | AL | M-A-16-000-002 | 2 | HOUSING | HOUSING, TYPICAL, QA 1, HOUSING, ACTUATOR; CAST IRON, REF 1, FOR VALVE ACTUATOR, TYPE HOBC *** | 1 | P | 48200 SE
BHH263T | AL | M-A-03-000-002 | 1 | HOUSING | HOUSING, TYPICAL, QA 1, HOUSING, ACTUATOR; REF 1, FOR VALVE ACTUATOR, TYPE H1BC *** | 1 | P | 48200 SE
BJA464E | AL | M-A-01-000-002 | 1 | HOUSING | HOUSING, TYPICAL, QA 0, HOUSING ASSY, RESPIRATOR; PLASTIC, SPEAKING DIAPHRAGM, FOR FACEPIECE | 0 | P | 4240P SE
BKB795B | AL | M-A-15-000-002 | 1 | HOUSING | HOUSING, TYPICAL, QA 3, HOUSING, VALVE; STEEL, CAST, DWG ITEMS 2A,2B, 2C,2D, C/W 1 EA BRG- P/N | 3 | B | 48200 SE
BKB802A | AL | M-A-15-000-002 | 2 | HOUSING | HOUSING, TYPICAL, QA 3, HOUSING, ACTUATOR; CAST STEEL, REF 1, FOR MANUAL VALVE ACTUATOR, SIZE | 3 | C | 48200 SE
BKB837M | AL | M-A-09-000-002 | 1 | HOUSING | HOUSING, TYPICAL, QA 3, HOUSING, ACTUATOR; STEEL, REF 1, FOR MANUAL VALVEACTUATOR, SIZE MDT-2 | 3 | P | 48200 SE
BKB873H | AL | M-A-15-000-002 | 1 | HOUSING | HOUSING, TYPICAL, QA 3, HOUSING, VALVE; STEEL, REF 1A, C/O ONE EACH SLEEVE, BRONZE, SIZE 1 X | 3 | C | 48200 SE
BLG944L | AL | M-A-06-000-002 | 2 | HOUSING | HOUSING, TYPICAL, QA 3, HOUSING, VALVE; CAST IRON, A-126, CLASS A, DWGA-8008, REF 1, FOR | 3 | P | 48200 SE
BTF628Y | AL | M-A-07-000-002 | 1 | HOUSING | HOUSING, TYPICAL, QA 1, HOUSING, ACTUATOR; REF 1, FOR VALVE ACTUATOR TYPE H1BC. 10CFR 50.49 | 1 | B | 48200 SE
CAG581M | AL | L-A-07-000-002 | 3 | HOUSING | HOUSING, BEARING, QA 3, HOUSING, BEARING UNIT; FOR INGERSOLL-RAND REACTOR WATER CLEAN-UP | 3 | C | 4320U SE
AJA994P | AL | J-B-12-009-001 | 7 | HUB | HUB, MECHANICAL, QA 0, HUB, ELECTRIC MOTOR; FOR MAIN TURBINE CONTROL VALVESERVO MOTOR, REF | 0 | P | 6105D SE
AVA592L | AL | A-A-01-000-001 | 1 | HUB | HUB, MECHANICAL, QA 0, HUB, BODY; SPINNER,CAP,TYPE 1,PVC,FOR FAN,MODEL CB 13-3/4 BB,SN 75-480 | 0 | P | 4140U SE
AVA593J | AL | A-A-01-000-001 | 1 | HUB | HUB, MECHANICAL, QA 0, HUB, BODY; SPINNER,CAP,TYPE 1,PVC,ITEM 2,FOR FAN,MODEL CB 9-1/2 A,SN | 0 | P | 4140U SE
BBP330P | AL | A-A-01-000-001 | 1 | HUB | HUB, MECHANICAL, QA 2, HUB, PUMP; STEEL, CORROSION RESISTIVE, DRIVER AND PUMP COUPLING, ASTM | 2 | P | 4320U SE
BGT928P | AL | A-A-01-000-001 | 9 | HUB | HUB, MECHANICAL, QA 0, HUB ASSY, VALVE; SQUARE, STEEL, FOR HEX BOLT, TOP SEAL ASTM A536 | 0 | P | 48200 SE
BNB189C | AL | 1-B-11-072-001 | 2 | HUB | HUB, MECHANICAL, QA 0, HUB, ; FOR KOPPER FAST COUPLING 3-1/2", S/N 72217-01 *** | 0 | P | 3040D SE
BND907Y | AC | - - - - | 2 | HUB | HUB, COUPLING, QA 0, HUB, COUPLING; COUPLING, PILOT BORED, FOR TURBINE LIFT PUMP, TYPICAL | 0 | P | 3040D SE
AAW355F | AL | M-A-04-000-002 | 3 | HUB | HUB, GEAR, QA 3, HUB ASSY, ; GEAR, FOR HONEYWELL MULTIPOINT RECORDER, MODEL | 3 | P | 6695D SE
AMB647M | AL | L-A-09-000-002 | 1 | HUB | HUB, COUPLING, QA 0, HUB, COUPLING; COUPLING, ROUGH STOCK BORE *** | 0 | P | 3040D SE
AWG975Y | AL | M-A-12-000-002 | 2 | HUB | HUB, MECHANICAL, QA 0, HUB, ; LEVER RATCHET, FOR 3/4 TON COME-ALONG, MODEL B *** | 0 | P | 3950F SE
AXP336P | AL | L-A-03-000-002 | 2 | HUB | HUB, MECHANICAL, QA 3, HUB ASSY, HEAVY EQUIPMENT; STEEL, 002.750 IN SQUARE, W/TWO SETSCREWS | 3 | P | 2910O SE
BBQ888J | AL | M-A-01-000-002 | 3 | HUB | HUB, MECHANICAL, QA 0, HUB, ; STEEL, REF 18, FOR CHAIN HOIST, RATCHET LEVER, MODEL MA-15 | 0 | P | 3950F SE
BND907Y | AL | L-A-09-000-002 | 1 | HUB | HUB, COUPLING, QA 0, HUB, COUPLING; COUPLING, PILOT BORED, FOR TURBINE LIFT PUMP, TYPICAL | 0 | P | 3040D SE
BRL490R | AL | M-A-04-000-002 | 2 | HUB | HUB, MECHANICAL, QA 3, HUB, BRAKE (MAGNETIC); REF 915, FOR MAGNETIC BRAKE,TYPE OLDA, TORQUE 6 | 3 | C | 61100 SE
BXL893Y | AL | L-A-13-000-002 | 3 | HUB | HUB, MECHANICAL, QA 0, HUB ASSY, RECORDER; DETENT, FOR MODEL 8HG1A010198, 20 POINT RECORDER | 0 | C | 6695D SE
BKA768K | AL | L-A-09-000-002 | 2 | HUMIDISTAT | HUMIDISTAT, TYPICAL, QA 0, CONTROL, HUMIDITY; HUMIDISTAT. *** | 0 | P | 6695D SE
APT241Q | AL | L-A-09-000-002 | 1 | HYDROMETER | HYDROMETER, TYPICAL, QA 0, HYDROMETER, GRADUATED SCALE; GRADUATED SCALE, 001.000 TO 001.070 | 0 | P | 6630D SE
BBD641E | AL | L-A-03-000-002 | 3 | HYDROMETER | HYDROMETER, TYPICAL, QA 0, HYDROMETER, GRADUATED SCALE; SPECIFIC GRAVITY RANGE 1.800 TO 2.000 | 0 | P | 6630D SE
BBV577L | AL | L-A-03-000-002 | 5 | HYDROMETER | HYDROMETER, TYPICAL, QA 0, HYDROMETER, GRADUATED SCALE; SPECIFIC GRAVITY, RANGE 1.4 TO 1.62 | 0 | P | 6630D SE
BJM957X | AL | A-A-01-000-001 | 1 | IDLER | IDLER, TYPICAL, QA 3, IDLER, PUMP; IRON, WITH CARBON GRAPHITE BUSHING, REF 26, FOR HEAVY | 3 | C | 4320U SE
ARV519K | AL | M-A-02-000-002 | 3 | IDLER | IDLER, TYPICAL, QA 2, IDLER, ; COMPLETE WITH BUSHING 2-095-011-880, FOR ROTATION TANDEM | 2 | P | 6115F SE
BWW494A | AL | M-A-01-000-002 | 9 | IGNITOR | IGNITOR, GAS, QA 3, IGNITER, HYDROGEN; ***********PARTIAL ASSEMBLIES******************* | 3 | B | 4470C SE
CDT802T | AL | L-A-09-000-002 | 6 | IGNITOR | IGNITOR, ELECTRICAL, QA 0, IGNITER, LAMP; FOR 1000 WATT H.P.S. *** | 0 | B | 6250D SE
AYD710J | AL | M-A-16-000-002 | 8 | IMPACTOR | IMPACTOR, TYPICAL, QA 3, VALVE, STEEL, IMPACTOR, VALVE; STEEL, REF 19, FOR GLOBE VALVES, SIZES 1.5 AND 2 IN, | 3 | P | 48200 SE
ABE196B | AL | A-A-01-000-001 | 2 | IMPELLER | IMPELLER, TYPICAL, QA 0, IMPELLER, PUMP,CENTRIFUGAL; REF 3, 008.062 IN DIA, FOR INGERSOLL RAND | 0 | P | 4320U SE
ACE336F | AL | J-B-12-009-001 | 1 | IMPELLER | IMPELLER, TYPICAL, QA 0, IMPELLER, PUMP,CENTRIFUGAL; FOR STATIONARY SUMP PUMP, TYPE TUF12252 | 0 | P | 4320U SE
ACF807X | AL | A-A-01-000-001 | 2 | IMPELLER | IMPELLER, TYPICAL, QA 3, IMPELLER, PUMP,CENTRIFUGAL; FOR LAWRENCE DRAIN SUMP PUMPS, M/N 1.5 X | 3 | P | 4320U SE
AEE600Q | AL | A-A-01-000-001 | 1 | IMPELLER | IMPELLER, TYPICAL, QA 0, IMPELLER, PUMP,CENTRIFUGAL; REF 20, FOR SUMP PUMP, FIG 4511, SIZE | 0 | P | 4320U SE
AHE893F | AL | D-B-16-000-001 | 2 | IMPELLER | IMPELLER, TYPICAL, QA 0, PUMP, 5-7/8 IN, BRONZE, IMPELLER, PUMP,CENTRIFUGAL; BRONZE, 5.875 IN DIA, FOR AUXILIARY BOILER | 0 | P | 4320U SE
AJE882E | AL | A-A-01-000-001 | 1 | IMPELLER | IMPELLER, TYPICAL, QA 0, IMPELLER, PUMP,CENTRIFUGAL; STEEL, 008.000IN DIA, W/O-RING FOR MODEL | 0 | P | 4320U SE
AJT333J | AL | D-A-30-101-006 | 2 | IMPELLER | IMPELLER, TYPICAL, QA 0, IMPELLER, PUMP,CENTRIFUGAL; FOR COOLER PUMP, DWG P9835188G6 ON COOLER | 0 | P | 4320U SE
AKE231J | AC | - - - - | 4 | IMPELLER | IMPELLER, TYPICAL, QA 0, IMPELLER, PUMP,CENTRIFUGAL; KIT INCLUDES IMPELLER AND ADAPTER, | 0 | P | 4320U SE
AKE780V | AL | D-B-07-202-001 | 1 | IMPELLER | IMPELLER, TYPICAL, QA 0, PUMP, 10, 9-1/4 IN, IMPELLER, PUMP,CENTRIFUGAL; REF 101, 009.250IN DIA, FOR DEMINERALIZER | 0 | P | 4320U SE
AKE780V | AL | D-B-16-000-001 | 2 | IMPELLER | IMPELLER, TYPICAL, QA 0, PUMP, 10, 9-1/4 IN, IMPELLER, PUMP,CENTRIFUGAL; REF 101, 009.250IN DIA, FOR DEMINERALIZER | 0 | P | 4320U SE
ALE279F | AL | A-A-01-000-001 | 1 | IMPELLER | IMPELLER, TYPICAL, QA 0, PUMP, 8, 7.430 IN, IMPELLER, PUMP,CENTRIFUGAL; REF 101, 007.437IN DIA, FOR MONITOR TANK | 0 | P | 4320U SE
AME612R | AL | J-B-12-009-001 | 2 | IMPELLER | IMPELLER, TYPICAL, QA 0, IMPELLER, PUMP,CENTRIFUGAL; CLOSED TYPE, 010.375IN DIA, REF 3, FOR | 0 | P | 4320U SE
APE954G | AL | D-A-14-000-001 | 2 | IMPELLER | IMPELLER, TYPICAL, QA 0, IMPELLER, PUMP,CENTRIFUGAL; 007.375 IN DIA, FOR AUXILIARY OIL PUMP | 0 | P | 2825G SE
ARJ131W | AL | A-A-01-000-001 | 1 | IMPELLER | IMPELLER, TYPICAL, QA 0, IMPELLER, PUMP,CENTRIFUGAL; 11.125 IN DIAMETER, FOR MODEL 3171 | 0 | P | 4320U SE
ATA009L | AL | A-A-01-000-001 | 1 | IMPELLER | IMPELLER, TYPICAL, QA 1, IMPELLER, PUMP,CENTRIFUGAL; RIGHT HAND, 1ST STAGE, BRASS, REF 176, DWG | 1 | C | 4320U SE
ATA009L | AL | D-A-14-000-001 | 1 | IMPELLER | IMPELLER, TYPICAL, QA 1, IMPELLER, PUMP,CENTRIFUGAL; RIGHT HAND, 1ST STAGE, BRASS, REF 176, DWG | 1 | C | 4320U SE
ATC549H | AL | A-A-01-000-001 | 1 | IMPELLER | IMPELLER, TYPICAL, QA 0, IMPELLER, PUMP,CENTRIFUGAL; BRONZE,FOR PUMP,MODEL H-HC, SIZE | 0 | P | 4320U SE
ATQ090D | AL | A-A-01-000-001 | 1 | IMPELLER | IMPELLER, TYPICAL, QA 0, IMPELLER, PUMP,CENTRIFUGAL; STEEL, ITEM 3, REF 411-01, FORHOTWELL | 0 | C | 4320U SE
AVV024R | AL | A-A-01-000-001 | 1 | IMPELLER | IMPELLER, TYPICAL, QA 0, IMPELLER, PUMP,CENTRIFUGAL; CAST STEEL, 60 RC HARDNESS, DWG ITEM 31 | 0 | P | 4320U SE
AXJ792N | AL | D-A-31-401-000 | 1 | IMPELLER | IMPELLER, TYPICAL, QA 0, PUMP, 9.810 IN, BRASS, IMPELLER, PUMP,CENTRIFUGAL; BRASS, 009.810 IN DIA, FOR PUMP, SIZE | 0 | P | 4320U SE
BAD193M | AL | A-A-01-000-001 | 1 | IMPELLER | IMPELLER, TYPICAL, QA 2, IMPELLER, PUMP,CENTRIFUGAL; STAINLESS STEEL, AISI 316, 6.875 IN LONG | 2 | P | 4320U SE
BAN492W | AL | A-A-01-000-001 | 1 | IMPELLER | IMPELLER, TYPICAL, QA 0, PUMP, 8 IN, STAINLESS STEEL, IMPELLER, PUMP,CENTRIFUGAL; STAINLESS STEEL, AISI 316, 8 IN DIA, DWG | 0 | P | 4320U SE
BBJ390Y | AL | A-A-01-000-001 | 1 | IMPELLER | IMPELLER, TYPICAL, QA 0, PUMP, 4-5/8 IN, STAINLESS STEEL, IMPELLER, PUMP,CENTRIFUGAL; STAINLESS STEEL, ASTM A536, 4.62 IN DIA | 0 | P | 4320U SE
BBN994X | AL | A-A-01-000-001 | 2 | IMPELLER | IMPELLER, TYPICAL, QA 0, FAN, 2-1/2 IN, PLASTIC, IMPELLER, FAN,AXIAL; PLASTIC, 2.5 IN OD TAPERED SHAFT, WITH KEYWAY | 0 | P | 4140U SE
BCF575G | AL | A-A-01-000-001 | 1 | IMPELLER | IMPELLER, TYPICAL, QA 0, IMPELLER, FAN,AXIAL; WHEEL, FOR CHAMPION FAN, SIZE | 0 | P | 4140U SE
BCW328Y | AL | A-A-01-000-001 | 2 | IMPELLER | IMPELLER, TYPICAL, QA 0, FAN, 4, PLASTIC, IMPELLER, FAN,AXIAL; CONDENSER, PLASTIC, 4 BLADES, FOR REFRIGERATION | 0 | P | 4140U SE
BCW389A | AL | A-A-01-000-001 | 2 | IMPELLER | IMPELLER, TYPICAL, QA 3, IMPELLER, FAN,AXIAL; WITH 9 BLADES, FOR TUBEAXIAL FAN, MODEL | 3 | P | 4140U SE
BKR951F | AL | D-A-14-000-001 | 1 | IMPELLER | IMPELLER, TYPICAL, QA 0, IMPELLER, PUMP,CENTRIFUGAL; BRONZE, FOR PUMP, MODEL 1.5X2 CB-M, S/N | 0 | P | 4320U SE
BLC520K | AL | F-A-21-101-001 | 3 | IMPELLER | IMPELLER, TYPICAL, QA 0, IMPELLER, PUMP,CENTRIFUGAL; 5.1875 IN DIA, FOR CENTRIFUGALPUMP, SIZE 3 | 0 | P | 4320U SE
BLM957H | AL | D-A-13-301-005 | 1 | IMPELLER | IMPELLER, TYPICAL, QA 0, PUMP, 5-1/16 IN, STAINLESS STEEL, 1450 PSI, IMPELLER, PUMP,CENTRIFUGAL; STAINLESS STEEL, 5-1/16 IN DIA, FOR PUMP | 0 |  | 4320U SE
BPV483K | AL | A-A-01-000-001 | 4 | IMPELLER | IMPELLER, TYPICAL, QA 1, IMPELLER, PUMP,CENTRIFUGAL; FOR VIT-12X16BLC/3 PUMP,TYPICAL S/N | 1 | B | 4320U SE
BQC468N | AL | D-B-09-201-000 | 2 | IMPELLER | IMPELLER, TYPICAL, QA 3, IMPELLER, PUMP,CENTRIFUGAL; BRONZE, 13.6875 DIA X 0.0625 IN THICK, FOR | 3 | C | 4320U SE
BQC468N | AL | F-A-39-100-002 | 8 | IMPELLER | IMPELLER, TYPICAL, QA 3, IMPELLER, PUMP,CENTRIFUGAL; BRONZE, 13.6875 DIA X 0.0625 IN THICK, FOR | 3 | C | 4320U SE
BQW708B | AC | - - - - | 1 | IMPELLER | IMPELLER, TYPICAL, QA 2, IMPELLER, PUMP,CENTRIFUGAL; BRONZE, 22.688 IN DIA, REF 056, DWG F-4704 | 2 | C | 4320U SE
BQW708B | AL | A-A-01-000-001 | 1 | IMPELLER | IMPELLER, TYPICAL, QA 2, IMPELLER, PUMP,CENTRIFUGAL; BRONZE, 22.688 IN DIA, REF 056, DWG F-4704 | 2 | C | 4320U SE
BVB157T | AL | D-B-16-000-001 | 1 | IMPELLER | IMPELLER, TYPICAL, QA 1, IMPELLER, PUMP,CENTRIFUGAL; LAST STAGE, FOR INGERSOLL RAND MODEL | 1 | B | 4320U SE
BVM828H | AL | A-A-01-000-001 | 1 | IMPELLER | IMPELLER, TYPICAL, QA 1, IMPELLER, PUMP,CENTRIFUGAL; FOR COMPONENT COOLING WATER PUMP, DWLAVAL | 1 | C | 4320U SE
BWE968Y | AL | A-A-01-000-001 | 4 | IMPELLER | IMPELLER, TYPICAL, QA 1, IMPELLER, PUMP,CENTRIFUGAL; BRONZE, ASTM B584 ALLOY C83600, FOR | 1 | C | 4320U SE
BXL065V | AL | A-A-01-000-001 | 1 | IMPELLER | IMPELLER, TYPICAL, QA 3, IMPELLER, PUMP,CENTRIFUGAL; 9.125 IN DIA,FOR GAS STRIPPER FEED | 3 | C | 4320U SE
BXL788V | AL | A-A-01-000-001 | 1 | IMPELLER | IMPELLER, TYPICAL, QA 3, IMPELLER, PUMP,CENTRIFUGAL; 7.750 IN DIA,TYPE 316,SST,DWG D6657,IT 2 | 3 | C | 4320U SE
BXN625E | AL | A-A-01-000-001 | 7 | IMPELLER | IMPELLER, TYPICAL, QA 0, PUMP, 5, 6 IN, CAST STEEL, IMPELLER, PUMP,CENTRIFUGAL; 6 IN DIAMETER, FORWARD CURVE, CAST STEEL | 0 | B | 4320U SE
BYD733K | AL | A-A-01-000-001 | 3 | IMPELLER | IMPELLER, TYPICAL, QA 0, IMPELLER, PUMP,CENTRIFUGAL; FOR 3X11S MODEL E WEMCO TUBE CLEANING | 0 | C | 4320U SE
CDF777N | AL | A-A-01-000-001 | 1 | IMPELLER | IMPELLER, TYPICAL, QA 0, IMPELLER, PUMP,CENTRIFUGAL; TYPE WN, PATTERN 1.5X8A3A, DIAMETER (IN) | 0 | C | 4320U SE
CGB724E | AL | F-A-06-101-000 | 5 | IMPELLER | IMPELLER, TYPICAL, QA 0, PUMP, 5, REF. 101, SPARE PART FOR GOULDS PUMP MODEL 3196 MTX, S/N 794D914 | 0 | C | 4320U SE
AJD990V | AL | L-A-04-000-002 | 1 | IMPELLER | IMPELLER, TYPICAL, QA 1, IMPELLER, PUMP,CENTRIFUGAL; BRASS, ASTM B148, ALLOY 958, RC-2870, DWG | 1 | B | 4320U SE
AJD990V | AL | L-A-07-000-002 | 1 | IMPELLER | IMPELLER, TYPICAL, QA 1, IMPELLER, PUMP,CENTRIFUGAL; BRASS, ASTM B148, ALLOY 958, RC-2870, DWG | 1 | B | 4320U SE
AKE131N | AL | L-A-03-000-002 | 1 | IMPELLER | IMPELLER, TYPICAL, QA 0, IMPELLER, PUMP,CENTRIFUGAL; REF 3B, 007.875IN DIA, FOR RADWASTE BLDG | 0 | P | 4320U SE
AKE730B | AL | L-A-03-000-002 | 2 | IMPELLER | IMPELLER, TYPICAL, QA 0, IMPELLER, PUMP,CENTRIFUGAL; REF 3B, 008.375IN DIA, FOR RADWASTE BLDG | 0 | P | 4320U SE
ARC333F | AL | L-A-06-000-002 | 1 | IMPELLER | IMPELLER, TYPICAL, QA 0, IMPELLER, FAN,AXIAL; 22.500 IN DIA X 1.500 IN BLADEX 1.750 IN BORE | 0 | P | 4410C SE
ATW016R | AL | M-A-01-000-002 | 2 | IMPELLER | IMPELLER, TYPICAL, QA 3, IMPELLER, PUMP,CENTRIFUGAL; 316 STAINLESS STEEL, 6.75 IN DIA, DWG | 3 | P | 4320U SE
ATX929F | AL | M-A-04-000-002 | 1 | IMPELLER | IMPELLER, TYPICAL, QA 2, IMPELLER, PUMP,CENTRIFUGAL; BRONZE 8.375 IN DIA,FOR MAIN CONTROL ROOM | 2 | C | 4320U SE
AVM524D | AL | M-A-01-000-002 | 1 | IMPELLER | IMPELLER, TYPICAL, QA 0, IMPELLER, PUMP,CENTRIFUGAL; STEEL, FOR PORTABLE DIESEL PUMP, MODEL | 0 | P | 4320U SE
AWQ633J | AL | P-A-LL-ET0-043 | 1 | IMPELLER | IMPELLER, TYPICAL, QA 0, PUMP, IMPELLER, PUMP,CENTRIFUGAL; DWG W-150X8ATS500X1, FORM 7978-A, FOR RHR | 0 | C | 4320U SE
AXQ435G | AL | M-A-01-000-002 | 4 | IMPELLER | IMPELLER, TYPICAL, QA 0, FAN, 4, STEEL, IMPELLER, FAN,AXIAL; STEEL, FOUR BLADES, FOR UNIT VENTILATING HEATER | 0 | P | 4140U SE
BBH729B | AL | M-A-01-000-002 | 1 | IMPELLER | IMPELLER, TYPICAL, QA 0, IMPELLER, PUMP,CENTRIFUGAL; STEEL, DRIVE, COMPLETE WITH SHAFT, FOR | 0 | P | 4320U SE
BBH731Q | AL | M-A-01-000-002 | 1 | IMPELLER | IMPELLER, TYPICAL, QA 0, IMPELLER, PUMP,CENTRIFUGAL; STEEL, DRIVEN, COMPLETE WITH SHAFT, FOR | 0 | P | 4320U SE
BFD806G | AL | L-A-09-000-002 | 2 | IMPELLER | IMPELLER, TYPICAL, QA 0, PUMP, 7 IN, STAINLESS STEEL, IMPELLER, PUMP,CENTRIFUGAL; STAINLESS STEEL, 0.5 THK X 7 IN DIA, FOR | 0 | B | 4320U SE
BGR415T | AL | L-A-13-000-002 | 2 | IMPELLER | IMPELLER, TYPICAL, QA 0, PUMP, 9 IN, BRONZE, IMPELLER, PUMP,CENTRIFUGAL; BRONZE, 9 IN DIA, PC 3, PC 6271B, FOR | 0 | P | 4320U SE
BKG986A | AL | P-A-LL-ET0-064 | 2 | IMPELLER | IMPELLER, TYPICAL, QA 0, IMPELLER, PUMP,CENTRIFUGAL; 9.375 IN DIA, FOR CENTRIFUGAL PUMP, MODEL | 0 | C | 4320U SE
BKR897T | AL | P-A-LL-ET0-078 | 1 | IMPELLER | IMPELLER, TYPICAL, QA 3, IMPELLER, PUMP,CENTRIFUGAL; BRONZE, FOR PUMP *** | 3 | C | 4320U SE
BTQ482J | AL | L-A-03-000-002 | 3 | IMPELLER | IMPELLER, TYPICAL, QA 3, IMPELLER, PUMP,CENTRIFUGAL; BRONZE, HPFP JOCKEY PUMP, SERIAL NO | 3 | C | 4320U SE
BVW571Q | AL | L-A-13-000-002 | 9 | IMPELLER | IMPELLER, TYPICAL, QA 3, IMPELLER, PUMP,CENTRIFUGAL; IMPELLER WITH WEAR RING 7364, FOR | 3 | C | 4320U SE
BXL065V | AL | M-A-01-000-002 | 1 | IMPELLER | IMPELLER, TYPICAL, QA 3, IMPELLER, PUMP,CENTRIFUGAL; 9.125 IN DIA,FOR GAS STRIPPER FEED | 3 | C | 4320U SE
BXN597Q | AL | P-A-LL-ET0-020 | 2 | IMPELLER | IMPELLER, TYPICAL, QA 3, IMPELLER, PUMP,CENTRIFUGAL; FOR WORTHINGTON PUMP SIZE & TYPE 2-1/2 | 3 | C | 4320U SE
CFV569K | AL | P-A-LL-ET0-023 | 1 | IMPELLER | IMPELLER, TYPICAL, QA 0, PUMP, *** CENTRIFUGAL; DWG W-150X8ATS500X1, FORM 7978-A, FOR RHR SYSTEM | 0 | C | 4320U SE
CJH771R | AL | L-A-12-000-002 | 1 | IMPELLER | IMPELLER, TYPICAL, QA 3, PUMP, MAIN TURBINE SHAFT DRIVEN OIL PUMP | 3 | C | 2825G SE
APV833R | AL | M-A-16-000-002 | 4 | INDEX | INDEX, MECHANICAL, QA 2, INDEX ASSY, ; HIGH SWITCH ADJ, HIGH OR DUAL ALARM, FOR MODEL 224 *** | 2 | P | 6695D SE
AET732W | AL | A-A-01-000-001 | 12 | INDICATOR | INDICATOR, TYPICAL, QA 2, INDICATOR, ; FLYWHEEL, ENGINE TIMING, FOR MODEL 16-645-E4, 40000.000 | 2 | P | 2910O SE
AKH057F | AL | D-A-13-302-009 | 2 | INDICATOR | INDICATOR, FLOW, QA 0, VALVE, 3/4 IN, 4 IN, PROTECTOR ASSY, ; INDICATOR, (SIGHT GLASS), 3-1/4" LONG W/3/4" PIPE | 0 |  | 5680B SE
AQN700D | AL | A-A-01-000-001 | 2 | INDICATOR | INDICATOR, TEMPERATURE, QA 0, INDICATOR, TEMPERATURE; LIQUID, TYPE AL, REF 76, 0 TO 120 DEG C, FOR | 0 | P | 6695D SE
ARM265P | AL | D-B-16-000-001 | 1 | INDICATOR | INDICATOR, FLOW, QA 0, WATER, STAINLESS STEEL, 2.351/H20, 0-10X100 SCFM, INDICATOR, RATE OF FLOW; STAINLESS STEEL, SCALE/RANGE 2.351/H20 | 0 | C | 6695D SE
AXB262Q | AL | A-A-01-000-001 | 2 | INDICATOR | INDICATOR, LEVEL, QA 0, LIQUID, 1/4 IN, FNPT, EMPTY/FULL, GRADUATED TENTHS/BOTTOM, INDICATOR, LIQUID QUANTITY; EMPTY-FULL SCALE, GRADUATED I | 0 | P | 6695D SE
AXR679E | AL | A-A-01-000-001 | 3 | INDICATOR | INDICATOR, LEVEL, QA 0, INDICATOR, SIGHT LIQUID; CARBON STEEL, LOWER, LIQUID GAGE, 0.75 IN | 0 | P | 6695D SE
AYV633N | AL | A-A-01-000-001 | 16 | INDICATOR | INDICATOR, LEVEL, QA 3, INDICATOR, SIGHT LIQUID; STEEL, 1 IN INTERNAL THREAD, SMOOTH BORE | 3 | P | 6695D SE
BAM731A | AL | Z-Z-ZZ-ZZZ-ZZZ | 1 | INDICATOR | INDICATOR, LEVEL, QA 0, LIQUID/SIGHT, 63-1/4 IN, NPT, W/PLUGS/NIPLES/CS BODY, INDICATOR, SIGHT LIQUID; LEVEL, SERIES R-12 (REFLEX), SIZE 320 | 0 | P | 6695D SE
BBW268W | AL | A-A-01-000-001 | 2 | INDICATOR | INDICATOR, TYPICAL, QA 1, INDICATOR, SIGHT LIQUID; FOR HERMETIC TURBOPACK LIQUID CHILLING UNIT | 1 | C | 6695D SE
BEA416J | AL | A-A-01-000-001 | 2 | INDICATOR | INDICATOR, FLOW, QA 0, WATER, 300-1000 GPM, 1/8 IN FNPT, INDICATOR, RATE OF FLOW; EAGLE EYE, RANGE 300 TO 1000 GPM, SCALE RANGE | 0 | C | 6695D SE
BGV773M | AL | A-A-01-000-001 | 2 | INDICATOR | INDICATOR, FLOW, QA 0, INDICATOR, PROCESS MEASUREMENTS; REMOTE SIGNAL, INPUT 4 TO 20 MADC | 0 | P | 6695D SE
BHJ959F | AL | A-A-01-000-001 | 2 | INDICATOR | INDICATOR, TYPICAL, QA 0, INDICATOR,LINE STATU, ; MONITORING 40 TO 120 LINES, FOR MODEL L4B32-3 | 0 | P | 5805M SE
BHR712E | AL | D-A-32-104-001 | 1 | INDICATOR | INDICATOR, LEVEL, QA 3, INDICATOR, SIGHT LIQUID; GAGE, OIL, INBOARD BEARING, REF 109, DWG | 3 | P | 6695D SE
BJL928A | AL | A-A-01-000-001 | 1 | INDICATOR | INDICATOR, TEMPERATURE, QA 0, INDICATOR, TEMPERATURE; 6 IN X 6 IN CASE, DISPLAY AND SWITCHES, 117 | 0 | P | 6695D SE
BJQ834Y | AL | A-A-01-000-001 | 3 | INDICATOR | INDICATOR, ELECTRICAL, QA 0, INDICATOR,LINE STATU, ; TELEPHONE, 32-LINE, CONSISTINGOF INDICATOR | 0 | P | 5805M SE
BQN157L | AL | D-A-32-201-001 | 2 | INDICATOR | INDICATOR, FLOW, QA 0, INDICATOR, RATE OF FLOW; FLOW,BALL TYPE,0.75 IN,B07S BRASS END | 0 | B | 6695D SE
BVB699M | AL | A-A-01-000-001 | 1 | INDICATOR | INDICATOR, TYPICAL, QA 3, INDICATOR, SCALE; SCALE, FOR USE IN YOKOGAWA CONTROLLER SLPC-281*E | 3 | B | 6625D SE
BVQ795N | AL | A-A-01-000-001 | 1 | INDICATOR | INDICATOR, LEVEL, QA 3, INDICATOR, SIGHT LIQUID; LEVEL,MAGNETIC *** | 3 | B | 6695D SE
BWL754K | AL | A-A-01-000-001 | 1 | INDICATOR | INDICATOR, FLOW, QA 0, ACID, 1 IN, FLANGE, INDICATOR, RATE OF FLOW; 1" CARBON STEEL, 150# RF FLANGE CONNECTIONS | 0 | B | 6695D SE
BWR309G | AL | E-A-16-C04-C01 | 1 | INDICATOR | INDICATOR, TYPICAL, QA 0, INDICATOR, CIRCUIT BREAKER; POSITION, FOR CIRCUIT BREAKER, TYPE | 0 | C | 5925B SE
AEV700H | AL | L-A-15-000-002 | 9 | INDICATOR | INDICATOR, TEMPERATURE, QA 1, INDICATOR, TEMPERATURE; TYPE 180, VERTICAL MOUNT, 10 TO 50 MADC, BLANK | 1 | B | 6695D SE
AFW226V | AL | M-A-16-000-002 | 3 | INDICATOR | INDICATOR, PRESSURE, QA 2, INDICATOR, PRESSURE; DIFFERENTIAL, LIQUID LEVEL, FLOW RATE, 0 TO 30 IN | 2 | P | 6695D SE
AGW794F | AL | L-A-09-000-002 | 1 | INDICATOR | INDICATOR, LEVEL, QA 0, SIGHT/OIL, 6 IN, 1/2 IN NPT, BRASS, SHIELDED, 5.375 IN GLASS LENGTH | 0 | P | 6695D SE
AJT533A | AL | M-A-10-000-002 | 1 | INDICATOR | INDICATOR, FLOW, QA 0, LIQUID, FOR TRANSFORMER, POWER, 315000 KVA, 3 | 0 | C | 6695D SE
ALD436Y | AL | L-A-03-000-002 | 2 | INDICATOR | INDICATOR, LEVEL, QA 0, INDICATOR, CHILLER; LIQUID, FOR "SENTRY" CENTRIFUGAL UNIT, NC 175 | 0 | P | 4520N SE
APJ455E | AL | T-A-06-000-002 | 1 | INDICATOR | INDICATOR, TYPICAL, QA 3, INDICATOR, VALVE; DIAL, CALIBRATED, A.O.P.1,FOR ROTORK VALVE, TYP | 3 | P | 48200 SE
AQN702X | AL | T-A-12-000-002 | 1 | INDICATOR | INDICATOR, TEMPERATURE, QA 0, WIND, 0-160 DEG C, W/ THERMOCOUPLE, INDICATOR, TEMPERATURE; WIND TEMPERATURE,RELAY,0 TO 160 DEG C,WITH | 0 | P | 6695D SE
ARE149X | AL | M-A-16-000-002 | 20 | INDICATOR | INDICATOR, FAULT/TD, QA 2, INDICATOR,BLOWN FUSE, ; TRIPPER,INDICATOR AND TRIPPER,2 AMPERES,130 | 2 | P | 5920K SE
ATV423T | AL | P-A-LL-ET0-063 | 2 | INDICATOR | INDICATOR, TYPICAL, QA 3, INDICATOR, VALVE; POSITION, FOR SIZE 024.000IN, CHECK TYPE *** | 3 | C | 48200 SE
AYG550Y | AL | L-A-09-000-002 | 1 | INDICATOR | INDICATOR, TYPICAL, QA 0, INDICATOR, ; PERCENTAGE, FOR GE MAC RECORDERS, TYPE 520, 521, 530 AND | 0 | P | 6625D SE
AYN165P | AL | M-A-16-000-002 | 3 | INDICATOR | INDICATOR, TYPICAL, QA 2, INDICATOR, ACTUATOR; STEEL, ARROW, FOR ACTUATOR MODEL MDT-2, DWG | 2 | P | 48200 SE
BDQ720Q | AL | M-A-01-000-002 | 2 | INDICATOR | INDICATOR, TYPICAL, QA 1, INDICATOR, VALVE; TUBE, FOR SOLENOID OPERATED RELIEF VALVE, MODEL | 1 | P | 48200 SE
BFK361W | AL | M-A-13-000-002 | 1 | INDICATOR | INDICATOR, TYPICAL, QA 2, INDICATOR, CONDUCTIVITY; MODEL 915, STYLE C, 0 TO 100 UMHOS, 25 C, 120 | 2 | P | 6630D SE
BGL881N | AL | L-A-09-000-002 | 1 | INDICATOR | INDICATOR, LEVEL, QA 0, LIQUID/SIGHT, 2-1/2 IN, FLANGED, 200 PSIG, INDICATOR, SIGHT LIQUID; PLAIN SIGHT, STAINLESS STEEL, 200 PSI, 2.5 IN | 0 | P | 6695D SE
BHH058J | AL | L-A-15-000-002 | 2 | INDICATOR | INDICATOR, FLOW, QA 0, INDICATOR, RATE OF FLOW; WATER, FOR GENERATORS BREAKER, PCB 214, 224 | 0 | C | 6695D SE
BHR855P | AL | T-A-01-000-002 | 2 | INDICATOR | INDICATOR, TYPICAL, QA 3, INDICATOR, VALVE; STEEL, SIZE 1.5 IN, FOR CONTROL VALVE *** | 3 | P | 48200 SE
BHV200C | AL | M-A-16-000-002 | 25 | INDICATOR | INDICATOR, TYPICAL, QA 3, INDICATOR, SET POINT; STEEL, FOR MODEL 481 WALL MOUNTED VALVE POSITION | 3 | P | 48200 SE
BHX049M | AL | M-A-16-000-002 | 5 | INDICATOR | INDICATOR, TYPICAL, QA 3, INDICATOR, ACTUATOR; ARROW POSITION, FOR MANUAL VALVE ACTUATOR, ON | 3 | P | 48200 SE
BJG446H | AL | M-A-01-000-002 | 2 | INDICATOR | INDICATOR, FLOW, QA 0, AIR, BRASS, 3-15 GPM, 14.7 PSIA/70 DEG F, 1 IN NPT, INDICATOR, RATE OF FLOW; BALL FLOW, 3 TO 15 GPM, 1 IN NPT BRASS | 0 | C | 6695D SE
BJP137T | AL | M-A-16-000-002 | 10 | INDICATOR | INDICATOR, TYPICAL, QA 3, INDICATOR, VALVE; FLAG, IRON/STEEL, FOR BUTTERFLY VALVE, 3 IN, MODEL | 3 | P | 48200 SE
BNQ872X | AL | P-A-LL-ET0-064 | 1 | INDICATOR | INDICATOR, ELECTRICAL, QA 0, INDICATOR, DIGITAL DISPLAY; PANEL MOUNT, 6.35 IN X 3.2 IN. *** | 0 | C | 6625D SE
BPQ289Y | AL | L-A-04-000-002 | 1 | INDICATOR | INDICATOR, TYPICAL, QA 1, INDICATR/TRIP UNIT, ; REPAIR, REFURBISH, OR REPLACE *** | 1 | B | 6630D SE
BPV103R | AL | P-A-LL-ET0-081 | 4 | INDICATOR | INDICATOR, TEMPERATURE, QA 3, DIGITAL, SURFACE MOUNT | 3 | C | 6695D SE
BVC936W | AL | L-A-09-000-002 | 5 | INDICATOR | INDICATOR, TYPICAL, QA 3, INDICATOR ASSEMBLY, ; POSIO\TION INDICATOR FOR GE CIRCUIT BREAKER TYPE | 3 | B | 5925B SE
BWD864G | AC | - - - - | 9 | INDICATOR | INDICATOR, TYPICAL, QA 0, INDICATOR, VALVE; POSITION FOR MDT-4 ACTUATOR, INSTALLED ON HENRY | 0 | C | 48200 SE
BWF788V | AL | L-A-09-000-002 | 1 | INDICATOR | INDICATOR, TEMPERATURE, QA 1, INDICATOR, TEMPERATURE; 4 TO 20 MADC INPUT, DIGITAL DISPLAY, PANEL | 1 | B | 6695D SE
BWL152G | AL | L-A-03-000-002 | 1 | INDICATOR | INDICATOR, ELECTRICAL, QA 3, INDICATOR, GROUND; METER, FULL SCALE 150-0-150VDC ON SCALE WITH | 3 | B | 6625D SE
CBF680X | AL | L-A-09-000-002 | 1 | INDICATOR | INDICATOR, ELECTRICAL, QA 0, INDICATOR, CIRCUIT BREAKER; FOR AIR CIRCUIT BREAKER, MODEL | 0 | C | 5925B SE
CBF680X | AL | L-A-02-000-002 | 4 | INDICATOR | INDICATOR, ELECTRICAL, QA 0, INDICATOR, CIRCUIT BREAKER; FOR AIR CIRCUIT BREAKER, MODEL | 0 | C | 5925B SE
CCA431V | AL | M-A-01-000-002 | 1 | INDICATOR | INDICATOR, FLOW, QA 0, WATER, 0-30 IN H20, 0-700 GPM, 1/4 IN NPT, INDICATOR, FLOW; BARTON MODEL NO. 227C, CASE/STYLE: MS,ENCLOSURE:MS | 0 | B | 6695D SE
CGB076E | AC | - - - - | 1 | INDICATOR | INDICATOR, FLOW, QA 3, INDICATOR, FLOW *** 0.9 TO 9.0 SCFH AIR APPLICATIONS | 3 | B | 6695D SE
BDY397T | AL | A-A-01-000-001 | 1 | INDUCTOR | INDUCTOR, ELECTRIC, QA 0, INDUCTOR, ELECTRICAL; 300 AMPS, FOR BATTERY CHARGER,24 VDC, 300 AMPS | 0 | P | 5950N SE
BHM648H | AL | D-A-32-104-001 | 3 | INDUCTOR | INDUCTOR, ELECTRIC, QA 0, INDUCTOR, ELECTRICAL; OUTPUT ASSY, FOR POW-CON WELDING MACHINE, MODEL | 0 | P | 3433A SE
BHM649F | AL | D-A-32-104-001 | 3 | INDUCTOR | INDUCTOR, ELECTRIC, QA 0, INDUCTOR, ELECTRICAL; MAIN ASSY, FOR POW-CON WELDINGMACHINE, MODEL | 0 | P | 3433A SE
CLN879Y | AL | D-B-13-301-000 | 4 | INDUCTOR | INDUCTOR, ELECTRIC, QA 3, ELECTRICAL, 25.4 AMPS, 36 MILLIHENRY | 3 | B
BHG284P | AL | 5-A-07-302-000 | 1 | INJECTOR | INJECTOR, LIQUID, QA 3, INJECTOR ASSY, DIESEL ENGINE; COMPLETE, FOR DIESEL ENGINE, MODEL | 3 | P | 2910O SE
BLG924T | AL | F-A-11-101-001 | 4 | INJECTOR | INJECTOR, FUEL, QA 1, INJECTOR ASSY, DIESEL ENGINE; DIESEL ENGINE, FUEL NEEDLE VALVE, LOW | 1 | P | 2910O SE
CKX854H | AL | F-A-21-102-000 | 36 | INJECTOR | INJECTOR, FUEL, QA0, INJECTOR ASSY, FUEL; DIESEL FUEL, UTEX 8369044, | 0 | C | 2910O SE
AJX369D | AL | A-A-01-000-001 | 2 | INK | INK, TYPICAL, QA 0, RECORDER, LIQUID, 2 OZ, BOTTLE, RED, SLOW DRYING | 0 | P | 6695D SE
AKX264M | AL | D-A-32-302-003 | 10 | INK | INK, TYPICAL, QA 0, RECORDER, 2.700 CC, CARTRIDGE, BLUE, 4 EA PER PACK | 0 | C | 6695D SE
AKX760L | AL | D-B-16-000-001 | 991 | INK | INK, TYPICAL, QA 0, RECORDER, CAPSULE, RED, INK, RECORDING INSTRUMENT; INK TYPE: CAPSULE, CONTAINER SIZE: 4 PER | 0 | C | 6695D SE
AKX868L | AL | D-B-16-000-001 | 992 | INK | INK, TYPICAL, QA 0, RECORDER, CAPSULE, GREEN, INK, RECORDING INSTRUMENT; INK TYPE: CAPSULE, CONTAINER SIZE: 4 PER | 0 | C | 6695D SE
AVB500V | AL | A-A-01-000-001 | 9 | INK | INK, TYPICAL, QA 0, RECORDER, LIQUID, 8 OZ, BOTTLE, GREEN, INK, RECORDING INSTRUMENT; INK TYPE: BOTTLE, CONTAINER SIZE: 8.0 OZ | 0 | P | 7510U SE
AYL121N | AL | A-A-01-000-001 | 7 | INK | INK, TYPICAL, QA 0, RECORDER, LIQUID, 4 PER PKG, CARTRIDGE, RED, INK, RECORDING INSTRUMENT; INK TYPE: CARTRIDGE, CONTAINER SIZE: 4 PER | 0 | P | 7510U SE
BGC361T | AL | A-A-01-000-001 | 10 | INK | INK, TYPICAL, QA 3, INK, RECORDING INSTRUMENT; RED, CARTRIDGE, CAPACITY 2.5 CC, FOR | 3 | P | 7510U SE
BJV751K | AL | F-A-04-202-003 | 126 | INK | INK, TYPICAL, QA 0, INK, RECORDING INSTRUMENT; COLOR: RED *** | 0 |  | 7510U SE
BVQ972T | AL | D-A-06-201-004 | 2 | INK | INK, TYPICAL, QA 0, SHEET, COLOR INK; 3 COLOR SHEET, 4 PER BOX, FOR SEIKO INSTRUMENTS | 0 |  | 7530O SE
AGX164C | AL | M-A-08-000-002 | 11 | INK | INK, TYPICAL, QA 0, SLOW-DRY/RECORDING, LIQUID, 1/2 OZ, PURPLE, RESERVOIR | 0 | P | 6695D SE
AGX962F | AL | L-A-09-000-002 | 3 | INK | INK, TYPICAL, QA 0, RECORDER, CAPSULE, GREEN, INK, RECORDING INSTRUMENT; INK TYPE: CAPSULE, COLOR: GREEN *** | 0 | P | 7510U SE
AYL121N | AL | T-A-01-000-002 | 1 | INK | INK, TYPICAL, QA 0, RECORDER, LIQUID, 4 PER PKG, CARTRIDGE, RED, INK, RECORDING INSTRUMENT; INK TYPE: CARTRIDGE, CONTAINER SIZE: 4 PER | 0 | P | 7510U SE
AAA633A | AL | A-A-01-000-001 | 9 | INSERT | INSERT, PIPE, QA 1, CLASS 2, 1 IN X 3/4 IN, SS, 80, 3000 LB, PLAIN X SOCKETWELD, ASME SA182 GR F316, STANDARD MILL FINISH, MSS SP-79 TYPE 1 | 1 | P | 4730P SE
AAQ682L | AL | A-A-01-000-001 | 39 | INSERT | INSERT, PIPE, QA 1, CLASS 2, 3/4 IN X 1/2 IN, SS, 3000 LB, PLAIN X SOCKETWELD, ASME SA182 GR F316, STANDARD MILL FINISH, MSS SP-79 TYPE 1, F | 1 | P | 4730P SE
ADJ679M | AC | - - - - | 1 | INSERT | INSERT, DISC, QA 1, VALVE, STAINLESS STEEL, *** ASME A479 TP 316; FOR USE ON CROSBY ASME SECTION VIII NOZZLE TYPE | 1 | C | 48200 SE
ADJ679M | TR | - - - - | 2 | INSERT | INSERT, DISC, QA 1, VALVE, STAINLESS STEEL, *** ASME A479 TP 316; FOR USE ON CROSBY ASME SECTION VIII NOZZLE TYPE | 1 | C | 48200 SE
AFJ138C | AC | - - - - | 1 | INSERT | INSERT, TYPICAL, QA 0, INSERT,VALVE, ; DISK, 316 STNLS STL, FOR CROSBY MOISTURE SEPERATOR | 0 | C | 48200 SE
ARV520E | AL | D-B-16-000-001 | 5 | INSERT | INSERT, TYPICAL, QA 3, INSERT, ; STAINLESS STEEL, STANDARD, FORGENERAL MOTORS ELECTRO-MOTIVE | 3 | P | 4310I SE
AYJ495N | AL | D-A-06-102-004 | 65 | INSERT | INSERT, TYPICAL, QA 0, TUBING, 1/4 IN, 3/8 IN, STAINLESS STEEL, INSERT, TUBE FITTING; MATERIAL: STAINLESS STEEL, OUTSIDE DIAMETER: | 0 |  | 4730P SE
BFC491K | AL | A-A-01-000-001 | 1 | INSERT | INSERT, PIPE, QA 1, CLASS 2, REDUCER, INSERT; CLASS 3000, CARBON STEEL ASME SA 105 , END TYPE | 1 | P | 4730P SE
BHT231R | AL | A-A-01-000-001 | 20 | INSERT | INSERT, COUPLING, QA 3, INSERT, FLEXIBLE COUPLING; RUBBER, SPIDER, FOR COUPLING 1X407 *** | 3 | P | 3040D SE
BKN193F | AL | A-A-01-000-001 | 1 | INSERT | INSERT, TYPICAL, QA 1, INSERT,VALVE, ; DISK FOR SAFETY RELIEF VALVE SIZE 6M6, STYLE HB-BP-86 | 1 | P | 48200 SE
BKY667J | AL | D-B-16-000-001 | 4 | INSERT | INSERT, HELI-COIL SET, QA 1, INSERT, SCREW THREAD; MATERIAL: STAINLESS STEEL, SIZE: 01.000000 ( 1) | 1 | C | 4710Y SE
BLA060W | AL | F-A-08-301-006 | 2 | INSERT | INSERT, COUPLING, QA 0, FLEXIBLE, FLEXIBLE, FOR COUPLING, SHAFT, FLEXIBLE, | 0 |  | 3040D SE
BNH968L | AL | D-A-16-201-001 | 3 | INSERT | INSERT, PIPE, QA 1, CLASS 2, 1/2 IN X 1/4 IN, CS, 3000 LB, SOCKETWELD, ASME SA105, STANDARD MILL FINISH, B16.11, FORGED | 1 |  | 4730P SE
BNL300D | AL | 1-A-25-015-001 | 2 | INSERT | INSERT, LOCKING, QA 0, INSERT, ; LOCKING INSERT *** | 0 | P | 5925B SE
BNM459M | AL | D-A-16-201-001 | 100 | INSERT | INSERT, TYPICAL, QA 0, INSERT, ; RESPIRATOR PROTECTION *** | 0 |  | 4240P SE
BNT998W | AL | D-A-22-401-000 | 12 | INSERT | INSERT, TYPICAL, QA 0, TUBING, 1 IN, 2 IN, STAINLESS STEEL, INSERT, TUBE FITTING; MATERIAL: STAINLESS STEEL, OUTSIDE DIAMETER: | 0 |  | 4730P SE
BPH308T | AL | F-A-04-202-006 | 2 | INSERT | INSERT, PIPE, QA 1, CLASS 2, 1 IN X 1/2 IN, SS, 3000 LB, SOCKETWELD, ASME SA182 GR F316, STANDARD MILL FINISH, MSS SP-79 TYPE 2, FORGED | 1 |  | 4730P SE
BQD756C | AL | A-A-01-000-001 | 2 | INSERT | INSERT, DISC, QA 1, INSERT, VALVE; DISC,SOFT SEAL,EPT,FOR 2 IN CHECK VALVE,TVA MK | 1 | B | 48200 SE
BQM169J | AL | A-A-01-000-001 | 2 | INSERT | INSERT, DISC, QA 1, INSERT, VALVE; DISC, FLEXIDISC DESIGN, FOR PRESSURIZER SAFETY VALVES | 1 | C | 48200 SE
BVM666H | AL | D-A-01-401-004 | 3 | INSERT | INSERT, PIPE, QA 1, CLASS 2, CS, 3000 LB, ASME SA105, , 1 ST END NOM SIZE: 02.000 IN, 2 ND END NOM SIZE: 00.750 IN, FIRST | 1 |  | 4730P SE
BVT280R | AL | D-A-18-402-000 | 11 | INSERT | INSERT, PIPE, QA 1, CLASS 2, REDUCER, INSERT; MATERIAL: STAINLESS STEEL, 1 ST END NOM SIZE: 00.500 | 1 | C | 4730P SE
BWV472R | AL | F-A-10-202-003 | 2 | INSERT | INSERT, PIPE, QA 1, CLASS 2, 2 IN X 1 IN, SS, 3000 LB, SOCKETWELD, ASME SA182 GR F316, MSS SP-79 TYPE 2 | 1 |  | 4730P SE
BXM711T | AL | A-A-01-000-001 | 4 | INSERT | INSERT, TYPICAL, QA 3, INSERT, GENERATOR; PRIMARY MANWAY, FOR WESTINGHOUSE STEAM GENERATOR | 3 | C | 6115F SE
CAD209T | AL | F-A-08-302-006 | 2 | INSERT | INSERT, PIPE, QA 0, 2 IN X 1 IN, CS, 3000 LB, ASTM A105, FORGED, INSERT, TURBINE LUBE; 2 INCH X 1 INCH REDUCING INSERT, FORGED CARBON | 0 |  | 2825G SE
CAY727B | AL | F-A-10-202-003 | 2 | INSERT | INSERT, PIPE, QA 1, CLASS 2, 1-1/2 IN X 1/2 IN, CS, 3000 LB, SOCKETWELD, ASME SA105, STANDARD MILL FINISH, MSS SP-79 TYPE 2 | 1 | D | 4730P SE
CDP874F | AL | F-A-09-201-000 | 2 | INSERT | INSERT, PIPE, QA 3, 2 IN X 1 IN, NICKEL ALLOY, 3000 LB, SOCKETWELD, ASTM B462 CARPENTER, B16.11, FORGED | 3 | D | 4730P SE
CDW036M | AL | D-A-35-201-004 | 3 | INSERT | INSERT, PIPE, QA 3, 1 IN X 1/4 IN, CS, 3000 LB, PLAIN X SOCKETWELD, ASTM A105, STANDARD MILL FINISH, MSS SP-79 TYPE 2, FORGED | 3 |  | 4730P SE
CEJ852D | AC | - - - - | 1 | INSERT | INSERT, PIPE, QA 1, CLASS 2, REDUCER, PIPE; TYPE: INSERT; MATERIAL: SS; CONNECTION: THREADED; | 1 | C | 4730P SE
CEJ852D | AL | D-A-04-302-001 | 1 | INSERT | INSERT, PIPE, QA 1, CLASS 2, REDUCER, PIPE; TYPE: INSERT; MATERIAL: SS; CONNECTION: THREADED; | 1 | C | 4730P SE
CET083G | AL | D-B-07-202-001 | 1 | INSERT | INSERT, PIPE, QA 3, 2 IN X 1-1/2 IN, ALLOY STEEL, 3000 LB, SOCKET INSERTXSOCKET WELD, STANDARD MILL FINISH, MSS SP-79 TYPE 1, FORGED, , REDU | 3 | C | 4730P SE
CET083G | AL | F-A-09-201-000 | 1 | INSERT | INSERT, PIPE, QA 3, 2 IN X 1-1/2 IN, ALLOY STEEL, 3000 LB, SOCKET INSERTXSOCKET WELD, STANDARD MILL FINISH, MSS SP-79 TYPE 1, FORGED, , REDU | 3 | C | 4730P SE
AAA633A | AC | - - - - | 13 | INSERT | INSERT, PIPE, QA 1, CLASS 2, 1 IN X 3/4 IN, SS, 80, 3000 LB, PLAIN X SOCKETWELD, ASME SA182 GR F316, STANDARD MILL FINISH, MSS SP-79 TYPE 1 | 1 | P | 4730P SE
AAB684K | AL | M-A-01-000-002 | 3 | INSERT | INSERT, PIPE, QA 1, 3/4 IN X 1/2 IN, SS, 6000 LB, SOCKETWELD, ASME SA182 GR F316, STANDARD MILL FINISH, B16.11, FORGED, REDUCER, INSERT; PLA | 1 | P | 4730P SE
AAC694B | AL | M-A-08-000-002 | 2 | INSERT | INSERT, PIPE, QA 1, 1 IN X 3/4 IN, SS, 6000 LB, SOCKETWELD, ASME SA182 GR F316, STANDARD MILL FINISH, B16.11, FORGED, REDUCER, INSERT; PLAIN | 1 | P | 4730P SE
AAG622G | AL | M-A-08-000-002 | 5 | INSERT | INSERT, PIPE, QA 1, REDUCER, INSERT; PLAIN, CLASS 3000, CARBON STEEL ASME SA 105 K03504 | 1 | P | 4730P SE
AAG623E | AL | M-A-08-000-002 | 2 | INSERT | INSERT, PIPE, QA 1, 3/4 IN X 1/2 IN, CS, 6000 LB, SOCKETWELD, ASME SA105, BLACK, B16.11, FORGED, REDUCER, INSERT; PLAIN, CLASS 6000, CARBON | 1 | P | 4730P SE
ADF999J | AL | L-A-03-000-002 | 6 | INSERT | INSERT, TYPICAL, QA 0, INSERT, ; BOTTOM, (001.250 X 001.000 IN SLOTTED HEAD PLUG), BANDW | 0 | P | 4470C SE
AEF190B | AL | L-A-09-000-002 | 4 | INSERT | INSERT, TYPICAL, QA 0, INSERT, ; TOP, DRILLED, (001.250 X 001.500 IN SOCKET HEAD CAP SCREW) | 0 | P | 4470C SE
AEY445B | AL | M-A-01-000-002 | 72 | INSERT | INSERT, TYPICAL, QA 0, INSERT, ; SIGN, "REQUIREMENT FOR ENTRY, SHOE COVERS-BOOTS-COVERALLS- | 0 | P | 9905K SE
AEY745Y | AL | M-A-08-000-002 | 149 | INSERT | INSERT, TYPICAL, QA 0, INSERT, ; SIGN, "RESPIRATORY PROTECTION REQUIRED", 1.5 X 8 IN, MAGENTA | 0 | P | 9905K SE
AGG497K | AL | M-A-08-000-002 | 9 | INSERT | INSERT, PIPE, QA 1, REDUCER, INSERT; CLASS 6000, STAINLESS STEEL ASME SA 182 GR F304 | 1 | P | 4730P SE
AGG597F | AL | M-A-08-000-002 | 5 | INSERT | INSERT, PIPE, QA 1, REDUCER, INSERT; CLASS 6000, STAINLESS STEEL ASME SA 182 GR F304 | 1 | P | 4730P SE
AJD037G | AL | L-A-03-000-002 | 4 | INSERT | INSERT, BEARING, QA 2, INSERT, CHILLER; BEARING, FRONT LINE, FOR UNIT MODEL NC-175-3B | 2 | C | 4520N SE
AJW716P | AL | M-A-08-000-002 | 374 | INSERT | INSERT, TYPICAL, QA 0, INSERT, ; STYRENE, 1.5 X 8 IN,"PERSONNELDOSIMETRY REQUIRED FOR ENTRY" | 0 | P | 9905K SE
AJY788K | AL | T-A-12-000-002 | 2 | INSERT | INSERT, PIPE, QA 1, CLASS 2, 2 IN X 1 IN, CS, 6000 LB, SOCKETWELD, ASME SA105, STANDARD MILL FINISH, B16.11, FORGED | 1 | P | 4730P SE
AJY950G | AL | M-A-08-000-002 | 8 | INSERT | INSERT, PIPE, QA 1, CLASS 2, 3/4 IN X 1/2 IN, SS, 6000 LB, SOCKETWELD, ASME SA182 GR F304, STANDARD MILL FINISH, MSS SP-79 TYPE 1, FORGED, R | 1 | C | 4730P SE
ALY988Y | AL | M-A-16-000-002 | 7 | INSERT | INSERT, PIPE, QA 1, REDUCER, INSERT; CLASS 3000, CARBON STEEL ASME SA 105 K03504, END TYPE | 1 | P | 4730P SE
AMC112Q | AL | M-A-08-000-002 | 225 | INSERT | INSERT, TYPICAL, QA 0, INSERT, ; STYRENE, 1.5 X 8 IN, "RADIATION AREA" *** | 0 | P | 9905K SE
AMX763N | AL | M-A-08-000-002 | 99 | INSERT | INSERT, TYPICAL, QA 0, INSERT, ; STYRENE, 1.5 X 8 IN, "GENERAL AREA DOSE RATE IS ___ MR/HR" | 0 | P | 9905K SE
AMY289K | AL | T-A-12-000-002 | 3 | INSERT | INSERT, PIPE, QA 1, REDUCER, INSERT; CLASS 3000, STAINLESS STEEL ASME SA 182 GR F304 | 1 | P | 4730P SE
AQE397G | AL | M-A-08-000-002 | 10 | INSERT | INSERT, PIPE, QA 1, REDUCER, INSERT; CLASS 3000, STAINLESS STEEL ASME SA 182 GR F304 | 1 | P | 4730P SE
AQG081Q | AL | M-A-08-000-002 | 8 | INSERT | INSERT, PIPE, QA 1, REDUCER, INSERT; PIPE, REDUCER, TYPE I, STNLS STL 1/2 X 3/8 IN, SW | 1 | P | 4730P SE
AQW914E | AL | M-A-08-000-002 | 9 | INSERT | INSERT, PIPE, QA 1, REDUCER, INSERT; CLASS 3000, STAINLESS STEEL ASME SA 182 GR F304 | 1 | P | 4730P SE
AQW916A | AL | M-A-08-000-002 | 5 | INSERT | INSERT, PIPE, QA 1, REDUCER, INSERT; CLASS 3000, STAINLESS STEEL ASME SA 182 GR F304 | 1 | P | 4730P SE
ARL091T | AL | M-A-13-000-002 | 14 | INSERT | INSERT, BEARING, QA 2, INSERT, ; STEEL, BEARING, SHEEL-BEARING-INSERT-CARRIER, FOR DIESEL | 2 | P | 2910O SE
BBR963R | AL | M-A-03-000-002 | 2 | INSERT | INSERT, DISC, QA 3, , EPT, FOR 1 IN GLOBE VALVE, ITEM 4 ON DWG TV S3-10805S-2 | 3 | B | 48200 SE
BBY751F | AL | L-A-03-000-002 | 1 | INSERT | INSERT, TYPICAL, QA 3, INSERT,VALVE, ; TEFLON, SOFT SEAT, FOR REMOTE OPERATED VALVE, 1 IN | 3 | P | 48200 SE
BFY385M | AL | L-A-10-000-002 | 64 | INSERT | INSERT, TYPICAL, QA 0, SHROUD HEAD, 3 IN, 3-3/4 IN, 6 IN, CARBON STEEL, INSERT, REACTOR; CARBON STEEL, SHROUD HEAD, 6IN X 3.75IN OD X 3IN ID | 0 | C | 4470C SE
BGH131J | AL | L-A-10-000-002 | 96 | INSERT | INSERT, TYPICAL, QA 0, INSERT, REACTOR; NYLON, FOR GE REACTOR *** | 0 | P | 4470C SE
BGH133E | AL | L-A-15-000-002 | 3 | INSERT | INSERT, TYPICAL, QA 0, INSERT,HOOK GRAB, ; GRAPPLE, PNEUMATIC, IFTS, FOR GE REACTOR *** | 0 | P | 4470C SE
BLV524J | AL | M-A-06-000-002 | 68 | INSERT | INSERT, HELI-COIL SET, QA 3, #10, 24 | 3 | P | 4710Y SE
BNB296B | AL | M-A-06-000-002 | 2 | INSERT | INSERT, HELI-COIL SET, QA 1, INSERT, SCREW THREAD; STAINLESS STEEL, HELI-COIL, 1.875-8 X 3.75 IN | 1 | C | 4410C SE
BVQ619B | AL | L-A-15-000-002 | 2 | INSERT | INSERT, COUPLING, QA 0, L-110, FLEXIBLE/SPIDER, RUBBER, INSERT, FLEXIBLE COUPLING; RUBBER, SPIDER FOR LOVEJOY L-110 2 PIECE | 0 | C | 3040D SE
BXB018K | AL | M-A-12-000-002 | 2 | INSERT | INSERT, TYPICAL, QA 1, INSERT, PUMP; CARBON STEEL,REF 2, FOR MECHANICAL SEAL,TYPE HPTD | 1 | B | 4320U SE
BYT554G | AL | M-A-08-000-002 | 4 | INSERT | INSERT, TYPICAL, QA 1, INSERT, VALVE; THREADED, WITH KEY, 1.2 X 1.7, REPLACEMENTS FOR MAIN | 1 | C | 48200 SE
CAK791T | AL | M-A-01-000-002 | 8 | INSERT | INSERT, TYPICAL, QA 1, INSERT, VALVE; SOFT SEAT, FOR 1 IN SERIES 1500 LB Y-TYPE CHECK VALVE, | 1 | B | 48200 SE
CED590N | AL | T-A-12-000-002 | 2 | INSERT | INSERT, PIPE, QA 1, CLASS 2, REDUCER, PIPE; STYLE: INSERT, MATERIAL: STAINLESS STEEL, FIRST END NOM | 1 | C | 4730P SE
CEJ852D | AL | L-A-09-000-002 | 1 | INSERT | INSERT, PIPE, QA 1, CLASS 2, REDUCER, PIPE; TYPE: INSERT; MATERIAL: SS; CONNECTION: THREADED; | 1 | C | 4730P SE
BDN529D | AL | A-A-01-000-001 | 1 | INSTRUMENT | INSTRUMENT, TYPICAL, QA 0, CHROMATOGRAPH, GAS; GAS, ANALYTICAL PACKAGE, MODIFIED TO FIT SENTRY | 0 | P | 6630D SE
BYV046M | AL | F-A-08-061-001 | 1 | INSTRUMENT | INSTRUMENT, TYPICAL, QA 3, ACCELEROMETER, ELECTRICAL; FORCE BALANCE,SEISMIC,FOR MONITOR, MODEL | 3 | B | 6695D SE
BGB168R | AL | B-A-11-000-002 | 1 | INSTRUMENT | INSTRUMENT, TYPICAL, QA 0, MISC ELEC PARTS, INSTRUMENTS; COMPLETE WITH MOUNTING HARDWARE AND | 0 | P | 6695D SE
BYG649Q | AL | L-A-03-000-002 | 2 | INSTRUMENT | INSTRUMENT, TYPICAL, QA 3, MONITOR, ACCELEROMETER; FOR GROUND MOTION, INTERNAL SENSOR, FREQUENCY | 3 | B | 6695D SE
BYN402X | AL | M-A-01-000-002 | 2 | INSTRUMENT | INSTRUMENT, TYPICAL, QA 0, CHROMATOGRAPH, GAS; COLUMN, GUARD, AG-12A, 2 MM, ANALYTICAL. *** | 0 | C | 6630D SE
ANR326V | AL | 5-A-02-101-000 | 1 | INSULATION | INSULATION, SHEET, QA 0, 36 IN (3 FT), 48 IN (4 FT), 1-1/2 IN, LAM PLASTIC/LIN BASE, ELECTRICAL, NATURAL TAN | 0 | C | 5970B SE
BEX773P | AL | A-A-01-000-001 | 94 | INSULATION | INSULATION, BLOCK, QA 3, INSULATION BLOCK, THERMAL; CALCIUM SILICATE, V-SCORED, 2 IN THICK X 12 | 3 | C | 5640H SE
BHV603A | AL | I-A-01-000-000 | 608 | INSULATION | INSULATION, BOARD, QA 3, FIBERGLASS, 1-1/2 IN, 24 IN (2 FT), 4 FT (48 IN), THERMAL, , DUCT, W/FRK-25 FOIL REINFORCED KRAFT FACING | 3 | C | 5640H SE
BJJ524D | AL | F-A-04-202-005 | 4 | INSULATION | INSULATION, PIPE, QA 0, 7 IN, SLEEVING/THERMAL, 10 FT, INSULATION SLEEVING, THERMAL; INSULATION LENGTH: 120 IN, PIPE SIZE: | 0 |  | 5640H SE
BKR487E | AL | F-A-10-202-005 | 3 | INSULATION | INSULATION, FITTING, QA 3, FLANGE, PHENOLIC, 1 IN, SMOOTH, DIELECTRIC, PLAIN FACED | 3 |  | 5970B SE
BLD335X | AL | F-A-04-301-000 | 234 | INSULATION | INSULATION, TYPICAL, QA 3, INSULATION BOARD, THERMAL; FIBERGLASS, RIGID BOARD, WITH FOIL BACKING | 3 |  | 5640H SE
BLW245H | AL | D-A-10-401-000 | 24 | INSULATION | INSULATION, PIPE, QA 3, INSULATION SLEEVING, THERMAL; PIPE AND TUBE COVER, INSULATION | 3 |  | 5640H SE
BPV751L | AL | A-A-01-000-001 | 4 | INSULATION | INSULATION, TYPICAL, QA 3, INSULATION KIT, ; BEARING, UPPER, CONSISTING OF ONE EA FIBERGLASS | 3 | B | 5970B SE
BQD226A | AL | A-A-01-000-001 | 36 | INSULATION | INSULATION, PIPE, QA 3, INSULATION SLEEVING, THERMAL; PIPE COVERING,CELLULAR GLASS,THERMAL AND | 3 | C | 5640H SE
BQD232F | AL | A-A-01-000-001 | 36 | INSULATION | INSULATION, PIPE, QA 3, INSULATION SLEEVING, THERMAL; PIPE COVERING, CELLULAR GLASS, THERMAL | 3 | C | 5640H SE
BQQ129F | AL | P-A-LL-ET0-082 | 1 | INSULATION | INSULATION, JACKETING, QA 0, FREEZE, STAINLESS STEEL, 2 IN, JACKET, FREEZE; STAINLESS STEEL, FOR 2 IN OD PIPE *** | 0 | C | 5130U SE
BRB955A | AL | F-A-10-202-003 | 1 | INSULATION | INSULATION, JACKETING, QA 0, FREEZE, STAINLESS STEEL, 12 IN, 1-1/2 IN, JACKET, FREEZE; STAINLESS STEEL, FOR 1.5" IN NOM. PIPE, MUST BE A | 0 | C | 5130U SE
BTJ892X | AL | F-A-02-201-002 | 1 | INSULATION | INSULATION, JACKETING, QA 0, JACKET, FREEZE; QWIK FREEZE JACKET,1-1/2" TO 3" I. D. *** | 0 |  | 5130U SE
BTW449V | AL | D-A-10-102-000 | 2 | INSULATION | INSULATION, JACKETING, QA 3, COVER, ALUMINUM, 0.016 IN, 36 IN (3 FT), 100 FT, EMBOSSED, ASTM B209 | 3 |  | 5640H SE
BWH894J | AL | F-B-02-101-000 | 30 | INSULATION | INSULATION, PIPE, QA 0, 2 IN, THERMAL, CELLULAR GLASS, INSULATION, THERMAL; 3/4 INCH THICK CELLULAR ELASTOMERIC IN ACCORDANCE | 0 |  | 5640H SE
BWP782Y | AL | F-A-02-301-000 | 42 | INSULATION | INSULATION, FITTING, QA 3, INSULATION, THERMAL; .75 INCH THICK, PREFORMED TO FIT 2.125 INCH OD | 3 |  | 5640H SE
BYN171M | AL | A-A-01-000-001 | 288 | INSULATION | INSULATION, TYPICAL, QA 3, THERMAL, 2 IN, FIBERGLASS, 24 IN (2 FT), 48 IN (4 FT), 6 LB/CU FT, INSULATION, THERMAL; RIGID BOARD, WITH FOIL BA | 3 | C | 5640H SE
CBB868L | AL | Z-Z-ZZ-ZZZ-ZZZ | 9 | INSULATION | INSULATION, PIPE, QA 3, 10 IN, THERMAL, CALCIUM SILICATE, 2-1/2 IN, 36 IN (3 FT), ASTM C-533 & C-795, 1.36, MOLDED HALVES/ASB FREE | 3 | C | 5640H SE
CBB930M | AL | Z-Z-ZZ-ZZZ-ZZZ | 18 | INSULATION | INSULATION, PIPE, QA 3, 1-1/2 IN, SLEEVING/THERMAL, CALCIUM SILICATE, 2-1/2 IN, 36 IN (3 FT), ASTM C-533 & C-795, 1.36, MOLDED HALVES/ASB FR | 3 | C | 5640H SE
CBE170T | AL | A-A-01-000-001 | 36 | INSULATION | INSULATION, BLOCK, QA 3, THERMAL, CALCIUM SILICATE, 2 IN, 12 IN (1 FT), 36 IN (3 FT), 1200 DEG F, ASTM C-533 & C-795, NRC REG 1.36, FLAT | 3 | C | 5640H SE
CBL078T | AL | F-A-02-301-000 | 1 | INSULATION | INSULATION, SHEET, QA 0, 36 IN (3 FT), 36 IN (3 FT), 1/4 IN, PLASTIC, ELECTRICAL, FLAME RESISTANT | 0 |  | 5970B SE
CLE007T | AL | Y-A-02-000-000 | 33685 | INSULATION | INSULATION, JACKETING, QA 0, 48 IN (4 FT), 4 FT X 6 FT IN COILS; ALUMINUM, PAINTED OLD TOWN GRAY; MFG: FABRAL | 0 | C | 5640H SE
ABR634L | AL | L-A-03-000-002 | 1 | INSULATION | INSULATION, TYPICAL, QA 0, INSULATION SLEEVING, ELECTRICAL; TYPE: FLEXIBLE, INSIDE DIAMETER: | 0 | P | 5970B SE
AJN803W | AL | L-A-09-000-002 | 1 | INSULATION | INSULATION, TYPICAL, QA 0, INSULATION CLOTH, ELECTRICAL; COLOR: BLACK, LENGTH: 50 YDS *** | 0 | P | 5970B SE
APG754E | AL | L-A-01-000-002 | 12 | INSULATION | INSULATION, FITTING, QA 0, FLANGE, MICARTA, 6 IN, FLANGE INSULATION, ; MICARTA, C/O MICARTA GASKET, POLYETHYLENE SLEEVE | 0 | P | 5970B SE
AVJ624Q | AL | L-A-04-000-002 | 1 | INSULATION | INSULATION, BOARD, QA 3, INSULATION BOARD, THERMAL; INSULATION BOARD,GLASS FIBER WITH FSK | 3 | C | 5640H SE
BCV825M | AL | F-A-08-000-002 | 4 | INSULATION | INSULATION, BLOCK, QA 3, INSULATION BLOCK, THERMAL; PIPE COVERING,CALCIUM SILICATE,MOLDED 2 | 3 | B | 5640H SE
BPY255H | AL | L-A-03-000-002 | 12 | INSULATION | INSULATION, PIPE, QA 3, INSULATION SLEEVING, THERMAL; PIPE COVERING,CELLULAR GLASS,THERMAL AND | 3 | C | 5640H SE
BQQ475V | AL | L-A-03-000-002 | 24 | INSULATION | INSULATION, PIPE, QA 3, INSULATION SLEEVING, THERMAL; PIPE COVERING, CALCIUM SILICATE, QUAD | 3 | C | 5640H SE
BRB955A | AL | P-A-LL-ET0-082 | 1 | INSULATION | INSULATION, JACKETING, QA 0, FREEZE, STAINLESS STEEL, 12 IN, 1-1/2 IN, JACKET, FREEZE; STAINLESS STEEL, FOR 1.5" IN NOM. PIPE, MUST BE A | 0 | C | 5130U SE
BTL144V | AL | I-B-01-000-002 | 711 | INSULATION | INSULATION, TYPICAL, QA 3, INSULATION, THERMAL; BAGGED, 19 1/2 IN WIDE X 37 IN LONG X 6 IN THICK | 3 | C | 5640H SE
BTL145R | AL | I-B-01-000-002 | 222 | INSULATION | INSULATION, BAT, QA 3, INSULATION, THERMAL; BAGGED, 2-1/2 IN WIDE X 37 IN LONG X 6 IN THICK | 3 | C | 5640H SE
BTL146P | AL | I-B-01-000-002 | 236 | INSULATION | INSULATION, TYPICAL, QA 3, INSULATION, THERMAL; BAGGED, 4-3/4 IN WIDE X 37 IN LONG X 6 IN THICK | 3 | C | 5640H SE
BTL147M | AL | I-B-01-000-002 | 15 | INSULATION | INSULATION, TYPICAL, QA 3, INSULATION, THERMAL; BAGGED, 18 IN WIDE X 37 IN LONG X 6 IN THICK, FOR | 3 | C | 5640H SE
BTL154Q | AL | I-B-01-000-002 | 9 | INSULATION | INSULATION, TYPICAL, QA 3, INSULATION, THERMAL; BAGGED, 19 1/2 IN WIDE X 41 1/2 IN LONG X 6 IN | 3 | C | 5640H SE
BTL155N | AL | I-B-01-000-002 | 15 | INSULATION | INSULATION, TYPICAL, QA 3, INSULATION, THERMAL; BAGGED, 35 3/4 IN WIDE X 52 1/2 IN LONG X 5 IN | 3 | C | 5640H SE
BTL156L | AL | I-B-01-000-002 | 14 | INSULATION | INSULATION, TYPICAL, QA 3, INSULATION, THERMAL; BAGGED, 35 3/4 IN WIDE X 43 1/4 IN LONG X 5 IN | 3 | C | 5640H SE
BTL157J | AL | I-B-01-000-002 | 29 | INSULATION | INSULATION, TYPICAL, QA 3, INSULATION, THERMAL; BAGGED, 24 1/2 IN WIDE X 39 1/8 IN LONG X 5 IN | 3 | C | 5640H SE
BTL284B | AL | I-B-01-000-002 | 36 | INSULATION | INSULATION, TYPICAL, QA 3, INSULATION, THERMAL; BAGGED, 47 IN WIDE X 72 3/8 IN LONG X 1 1/2 IN | 3 | C | 5640H SE
BTL291E | AL | I-B-01-000-002 | 22 | INSULATION | INSULATION, TYPICAL, QA 3, INSULATION, THERMAL; BAGGED, 47 IN WIDE X 26 1/2 IN LONG X 1 1/2 IN | 3 | C | 5640H SE
BTL292C | AL | I-B-01-000-002 | 22 | INSULATION | INSULATION, BAT, QA 3, INSULATION, THERMAL; BAGGED, 40 IN WIDE X 14 1/2 IN LONG X 1 1/2 IN | 3 | C | 5640H SE
BTL307T | AL | I-B-01-000-002 | 2 | INSULATION | INSULATION, TYPICAL, QA 3, INSULATION, THERMAL; BAGGED, 36 IN WIDE X 48 IN LONG X 5 IN THICK, FOR | 3 | C | 5640H SE
BTL313Y | AL | I-B-01-000-002 | 2 | INSULATION | INSULATION, TYPICAL, QA 3, INSULATION, THERMAL; BAGGED, 28 IN WIDE X 26 1/2 IN LONG X 1 1/2 IN | 3 | C | 5640H SE
BTM760B | AL | L-A-11-000-002 | 180 | INSULATION | INSULATION, PIPE, QA 3, 1.900 IN, THERMAL, 3/4 IN, INSULATION, THERMAL; .75 IN THICK, PREFORMED TO FIT 1.9 INCH OD PIPE, | 3 | C | 5640H SE
CBA994L | AL | L-A-03-000-002 | 127 | INSULATION | INSULATION, FITTING, QA 3, FLANGE, INSULATION; DIELECTRIC KIT FOR 1 IN, CLASS 150 FLANGE, RAISED | 3 | B | 5970B SE
CBC567X | AL | L-A-03-000-002 | 45 | INSULATION | INSULATION, PIPE, QA 3, 30 IN, SLEEVING/THERMAL, CALCIUM SILICATE, 1200 DEG F, 2 IN, 36 IN (3 FT), ASTM C-533, 1.36, ASBESTOS FREE/QUADS | 3 | C | 5640H SE
CBF727J | AL | L-A-09-000-002 | 24 | INSULATION | INSULATION, TYPICAL, QA 0, INSULATION, CIRCUIT BREAKER; REAR RUNNER, FOR TYPE AMH-4.76-250-1D, 4 | 0 | C | 5925B SE
CBM394L | AC | - - - - | 117 | INSULATION | INSULATION, PIPE, QA 3, 10 IN, SLEEVING/THERMAL, FIBERGLASS, 850 DEG F, 1 IN, 36 IN (3 FT), ASTM C-547/C-795, 1.36, FIRST FEATURE: KRAFT RE/ | 3 | C | 5640H SE
BAB770Y | AL | A-A-01-000-001 | 4 | INSULATOR | INSULATOR, TYPICAL, QA 0, INSULATOR, PHASE BUS; MATERIAL: CERAMIC, COLOR: BROWN, LENGTH: 07.000 | 0 | P | 5970B SE
BKQ953G | AL | P-A-LL-ET0-064 | 100 | INSULATOR | INSULATOR, TYPICAL, QA 3, INSULATOR, BUSHING; FOR NEUTRON MONITORING VOLTAGEPREAMP CIRCUIT BOARD | 3 | C | 5970B SE
BNM097L | AL | F-A-22-102-003 | 30 | INSULATOR | INSULATOR, TYPICAL, QA 0, PORCELAIN, 3 IN, 3 IN | 0 |  | 5970B SE
BNQ895H | AL | F-A-08-302-006 | 6 | INSULATOR | INSULATOR, TYPICAL, QA 0, INSULATOR, SUPPORTING; 1-7/8 IN INSULATING PIPE SUPPORTS, SPLIT SPOOL | 0 |  | 5970B SE
ACR220M | AL | L-A-03-000-002 | 261 | INSULATOR | INSULATOR, TYPICAL, QA 0, FLEXIBLE, BLACK, TEST CLIP; FLEXIBLE, BLACK, FOR TEST CLIPS 60, 60S, 60CS, | 0 | P | 5970B SE
ACR320H | AL | L-A-03-000-002 | 609 | INSULATOR | INSULATOR, TYPICAL, QA 0, FLEXIBLE, RED, TEST CLIP; FLEXIBLE, RED, FOR TEST CLIPS 60, 60S, 60CS, AND | 0 | P | 5970B SE
AHX807N | AL | L-A-09-000-002 | 350 | INSULATOR | INSULATOR, TYPICAL, QA 0, INSULATOR, THERMOCOUPLE; THERMOCOUPLE, 250 PER PKG, FOR THERMOCOUPLE | 0 | P | 5970B SE
APW554Q | AL | L-A-09-000-002 | 3 | INSULATOR | INSULATOR, TYPICAL, QA 0, INSULATOR, CONTROLLER; FOR MOORE PRODUCTS CONTROLLER, MODEL 77-40 | 0 | P | 5970B SE
AQB310J | AC | - - - - | 32 | INSULATOR | INSULATOR, TYPICAL, QA 0, INSULATOR, WASHER; INSULATING, FOR DOVER ELEVATOR *** | 0 | C | 5970B SE
AYJ639Q | AL | T-A-01-000-002 | 249 | INSULATOR | INSULATOR, TYPICAL, QA 0, INSULATOR, WASHER; RUBBER, FLAT, 0.781 OD X 0.328ID X 0.188 IN THICK | 0 | P | 5970B SE
BAB770Y | AL | M-A-08-000-002 | 16 | INSULATOR | INSULATOR, TYPICAL, QA 0, INSULATOR, PHASE BUS; MATERIAL: CERAMIC, COLOR: BROWN, LENGTH: 07.000 | 0 | P | 5970B SE
BHH581C | AL | L-A-07-000-002 | 4 | INSULATOR | INSULATOR, FEED THROUGH/TD, QA 1, INSULATOR, FEEDTHRU; CERAMIC, 9.5 IN LONG , 1000 KCMIL SIZE, CLASS 1E | 1 | P | 5970B SE
BVQ768R | AL | M-A-01-000-002 | 2 | INSULATOR | INSULATOR, TYPICAL, QA 3, INSULATOR, MONITORING SYSTEM; MELAMINE, FOR ULTRASONIC LEVEL | 3 | B | 6695D SE
BXL112N | AL | L-A-13-000-002 | 2 | INSULATOR | INSULATOR, TYPICAL, QA 3, INSULATOR, CABLE REEL; FOR POW-R-MATIC ELECTRIC CABLE REEL, MODEL | 3 | C | 5970B SE
CAE935N | AL | L-A-09-000-002 | 10 | INSULATOR | INSULATOR, TYPICAL, QA 1, HARDWARE, MONITOR; INSULATOR, FOR ACCUSTIC MONITOR *** | 1 | B | 7020R SE
BTC517P | AL | 1-B-08-000-001 | 1 | INTERFACE | INTERFACE, ELECTRONIC, QA 3, INTERFACE, ; STATION, TELEPHONE TO INTERCOM, FOR PASF INTERCOM SYSTEM | 3 | C | 5925B SE
CKJ770V | AL | D-A-04-402-000 | 2 | INTERFACE | INTERFACE, ELECTRONIC, QA 0, GIGABIT ETHERNET, 2 PORT, FLASHWAVE 4500, SC, FIBER TYPE: MM, 850 NM | 0 | B | 5840M SE
CKL609E | AL | D-A-04-402-000 | 22 | INTERFACE | INTERFACE, ELECTRONIC, QA 0, MAIN SHELF, FOR NETSTENDER 2060 | 0 | C | 5840M SE
CKV351N | AL | D-A-02-401-000 | 1 | INTERFACE | INTERFACE, ELECTRONIC, QA 0, 10/100 BASE-T ETHERNET, STS MAPPED EOS, 3-PORTS, FOR FLASHWAVE 4100 | 0 | C | 5840M SE
BKN256H | AL | D-A-13-302-011 | 12 | INTERLOCK | INTERLOCK, TYPICAL, QA 3, INTERLOCK ASSY, ; DOOR RING, FOR FIRE RATED DOORS *** | 3 |  | 4710Y SE
BPP694T | AL | D-B-16-000-001 | 14 | INTERLOCK | INTERLOCK, TYPICAL, QA 3, INTERLOCK, CIRCUIT BREAKER; INTERFERENCE, ANGLE BRACKET, FOR CIRCUIT | 3 | C | 5925B SE
BWJ881N | AL | A-A-01-000-001 | 1 | INTERLOCK | INTERLOCK, ELECTRICAL, QA 0, INTERLOCK ASSY, RECORDER; ELEC, AUTOMATIC, FOR MODEL 53 & 54 *** | 0 | B | 6695D SE
BWQ810T | AL | E-A-16-C05-F01 | 3 | INTERLOCK | INTERLOCK, TYPICAL, QA 0, INTERLOCK, CIRCUIT BREAKER; CHARGING UNIT, FOR CIRCUIT BREAKER, TYPE | 0 | C | 5925B SE
CDE079B | AL | L-A-03-000-002 | 1 | INTERLOCK | INTERLOCK, ELECTRICAL, QA 3, INTERLOCK, CIRCUIT BREAKER; WALKING BEAM TYPE, EXTERNALLY MOUNTED, FOR | 3 | B | 5925B SE
BXA118X | AL | A-A-01-000-001 | 5 | INVERTER | INVERTER, TYPICAL, QA 0, INVERTER, INVERTER; TRANSISTOR MODULE, SPARE PART FOR PREFERRED | 0 | B | 6130S SE
BXA119V | AL | A-A-01-000-001 | 1 | INVERTER | INVERTER, TYPICAL, QA 0, INVERTER, INVERTER; DIODE MODULE, SPARE PART FOR PREFERRED INVERTER | 0 | B | 6130S SE
BCX083L | AL | V-A-15-000-002 | 2 | INVERTER | INVERTER, TYPICAL, QA 0, POWER/STATIC, 125 DC, 120 AC, 110, 85, 10 KVA/1 PHASE, 2-WIRE, 43 W X 48 H X 26-3/4 IN D, INVERTER, POWER,STATIC; 1 | 0 | P | 6130S SE
BVR318L | AL | L-A-09-000-002 | 2 | INVERTER | INVERTER, TYPICAL, QA 3, INVERTER ASSY, RECORDER; DISPLAY UNIT FOR JYC HR-2500E RECORDER MODEL | 3 | B | 6695D SE
CBB724D | AL | T-A-11-000-002 | 2 | INVERTER | INVERTER, TYPICAL, QA 3, INVERTER, POWER,STATIC; 30 KVA OUTPUT, 0.7 PF, 120 VAC 1 PHASE, INPUT | 3 | B | 6130S SE
CDW500C | AL | V-A-15-000-002 | 1 | INVERTER | INVERTER, TYPICAL, QA 0, POWER/STATIC, 105-140 DC, 120, 71, 63, 2-WIRE, 48 L X 43 WIDE X 27 DEPTH, INVERTER, POWER,STATIC; INPUT 105 TO 140 | 0 | B | 6130S SE
BQJ832W | AL | A-A-01-000-001 | 2 | ISOLATOR | ISOLATOR, TYPICAL, QA 1, ISOLATOR, ; CURRENT TO CURRENT, TVA INST. # 1-PM-1-26C. *** | 1 | B | 6350B SE
BTE075A | AL | D-B-31-104-001 | 1 | ISOLATOR | ISOLATOR, TYPICAL, QA 1, ISOLATOR, ; SIGNAL CONVERTOR, VOLTAGE TO CURRENT, *** | 1 | B | 6350B SE
BTE075A | AL | F-A-08-061-001 | 1 | ISOLATOR | ISOLATOR, TYPICAL, QA 1, ISOLATOR, ; SIGNAL CONVERTOR, VOLTAGE TO CURRENT, *** | 1 | B | 6350B SE
CFL910L | AL | D-B-29-302-001 | 2 | ISOLATOR | ISOLATOR, TYPICAL, QA 1, SIGNAL, 4 - 20 MA, ** ANALOG, INPUT RANGE 0.2 TO 1 VOLT, TEC MODEL 156K. | 1 | B | 5963B SE
CFL910L | AL | F-A-15-102-000 | 2 | ISOLATOR | ISOLATOR, TYPICAL, QA 1, SIGNAL, 4 - 20 MA, ** ANALOG, INPUT RANGE 0.2 TO 1 VOLT, TEC MODEL 156K. | 1 | B | 5963B SE
CCA277B | AC | - - - - | 1 | ISOLATOR | ISOLATOR, TYPICAL, QA 1, ISOLATOR, BUS,ELECTRICAL; BUS ISOLATOR FOR UNIT 3 ICS CLASS 1E | 1 | B | 6150E SE
CCA277B | AL | L-A-13-000-002 | 1 | ISOLATOR | ISOLATOR, TYPICAL, QA 1, ISOLATOR, BUS,ELECTRICAL; BUS ISOLATOR FOR UNIT 3 ICS CLASS 1E | 1 | B | 6150E SE
CCA281L | AL | R-A-05-000-002 | 3 | ISOLATOR | ISOLATOR, TYPICAL, QA 1, ISOLATOR, BUS,ELECTRICAL; BUS ISOLATOR FOR UNIT 2 ICS CLASS 1E | 1 | C | 6150E SE
AEP316T | AL | A-A-01-000-001 | 158 | JACK | JACK, COMMUNICATION, QA 0, JACK, TELEPHONE; TELEPHONE, 3-CONDR TYPE, "LITTEL-JAX" *** | 0 | P | 5805M SE
AYR582P | AL | D-B-05-202-002 | 7 | JACK | JACK, COMMUNICATION, QA 0, JACK, TELEPHONE; SOUND POWERED, FOR TELEPHONE SYSTEM 251 *** | 0 | P | 5805M SE
BLT457C | AL | F-A-06-202-003 | 116 | JACK | JACK, BANANA, QA 2, JACK, TIP; BANANA, 8 X 32, YELLOW, TEST TERMINAL *** | 2 |  | 5935B SE
BLT458A | AL | F-A-06-202-003 | 97 | JACK | JACK, BANANA, QA 2, JACK, TIP; BANANA, 8 X 32, BLUE, TEST TERMINAL *** | 2 |  | 5935B SE
CAG763F | AL | F-A-10-202-001 | 7 | JACK | JACK, PLUG, QA 0, JACK, AMPLIFIER; (5 PIN) NEXUS P/N NEX-5PM *** | 0 |  | 5935B SE
CGK677K | AL | 5-A-02-101-000 | 8 | JACK | JACK, HYDRAULIC, QA 0, RAM, 20 TON, BOTTLE TYPE | 0 | C | 5120M SE
AEP512T | AL | L-A-09-000-002 | 15 | JACK | JACK, PLUG, QA 0, JACK, TIP; COLOR: GREEN *** | 0 | P | 5935B SE
AFW240D | AL | L-A-09-000-002 | 39 | JACK | JACK, PLUG, QA 0, JACK, AMPLIFIER; TEST, WHITE, FOR GE MAC 564-02 PROPORTIONAL AMPLIFIER | 0 | P | 5935B SE
AGW949C | AL | L-A-09-000-002 | 2 | JACK | JACK, PLUG, QA 0, JACK, TIP; TEST, RED, 2 POLE, FOR GE MAC 565 SQUARE ROOT CONVERTER *** | 0 | P | 5935B SE
AHP814P | AL | M-A-16-000-002 | 2 | JACK | JACK, COMMUNICATION, QA 2, JACK, TELEPHONE; RED, TIP, STYLE 1046F36H10 *** | 2 | P | 5805M SE
AHP914K | AL | M-A-08-000-002 | 9 | JACK | JACK, COMMUNICATION, QA 1, JACK, TELEPHONE; BLACK, TIP, STYLE 1046F36H11 *** | 1 | P | 5805M SE
AHW340W | AL | L-A-09-000-002 | 2 | JACK | JACK, PLUG, QA 0, JACK, TIP; TEST, BLACK, 2 POLE, FOR GE MAC 565 SQUARE ROOT CONVERTER | 0 | P | 5935B SE
AXY525G | AL | M-A-01-000-002 | 22 | JACK | JACK, COMMUNICATION, QA 1, JACK, TELEPHONE; MALE, TRIAX, REF 15, FOR ELECTRICAL PENETRATIONS, DWG | 1 | P | 5805M SE
AXY527C | AL | M-A-09-000-002 | 10 | JACK | JACK, COMMUNICATION, QA 1, JACK, TELEPHONE; MALE, COAX, REF 17, FOR ELECTRICAL PENETRATIONS, DWG | 1 | P | 5805M SE
BLE873V | AL | M-A-16-000-002 | 230 | JACK | JACK, PLUG, QA 3, JACK, TIP; RED, NYLON, PHOSPHOR BRONZE, 15 AMPS, BRIGHT TIN PLATE *** | 3 | P | 5935B SE
BLE874R | AL | M-A-16-000-002 | 225 | JACK | JACK, PLUG, QA 3, JACK, TIP; BLACK, NICKEL PLATED BRASS BODY, TIN PLATED PHOSPHOR BRONZE | 3 | P | 5935B SE
BLT454J | AL | L-A-03-000-002 | 76 | JACK | JACK, BANANA, QA 2, BLACK, #6-32, TERMINAL STRIP | 2 | B | 6625D SE
BXL752H | AL | L-A-09-000-002 | 1 | JACK | JACK, COMMUNICATION, QA 3, JACK, TELEPHONE; TELEPHONE BODY STYLE: PANEL MOUNT, PIN QUANTITY: 1 | 3 | B | 5805M SE
CAX798Q | AL | L-A-03-000-002 | 127 | JACK | JACK, BANANA, QA 0, PANEL MOUNT, BLACK/RED, 2500 WVDC, 115 DEG C/239 DEG F, JACK, TIP; PANEL MOUNT, DOUBLE BANANA JACK, BRASS, BRIGHT TIN PL | 0 | C | 5935B SE
CFR329J | AL | L-A-09-000-002 | 22 | JACK | JACK, BANANA, QA 0, TEST TERMINAL, YELLOW, #8-32, FEMALE, JACK, BANANA; TYPE: TEST TERMINAL; SIZE: #8-32; CONNECTION: FEMALE; | 0 | C | 5935B SE
BNF097K | AL | A-A-01-000-001 | 30 | JACKET | JACKET, PERSONAL, QA 0, RADIOACTIVE PROTECTION, POLYETHYLENE, YELLOW, XX-LARGE, JACKET, RADIOACTIVE PROT; MATERIAL: POLYETHYLENE, SIZE: XX-L | 0 | P | 8415B SE
ATF870A | AL | D-A-20-102-000 | 1 | JAW | JAW, TYPICAL, QA 0, JAW, ; FOR 161KV DISCONNECT SWITCH *** | 0 | P | 61100 SE
ATE165R | AL | A-A-01-000-001 | 1 | JOINT | JOINT, EXPANSION, QA 0, 3 IN, PIPE, 19 IN, WELDED, EXPANSION JOINT, PIPE; NOMINAL SIZE: 03.000 IN ( 3), LENGTH: 19.000 IN | 0 | P | 4730P SE
AVX822V | AL | D-A-24-402-000 | 1 | JOINT | JOINT, EXPANSION, QA 0, 16 IN, PIPE, RUBBER, 125 PSIG, EXPANSION JOINT, PIPE; NOMINAL SIZE: 16.000 IN ( 16), BODY MATERIAL: | 0 | B | 4730P SE
BNF260P | AL | F-A-37-115-001 | 1 | JOINT | JOINT, EXPANSION, QA 0, 6 IN, PIPE, 21 IN, CS, 150 PSI, FLANGED, EXPANSION JOINT, PIPE; NOMINAL SIZE: 06.000 IN ( 6), FLANGE MATERIAL: | 0 | P | 4730P SE
BPW703V | AL | E-A-16-C05-A01 | 3 | JOINT | JOINT, TYPICAL, QA 0, JOINT, CIRCUIT BREAKER; THREADED, FOR POWER CIRCUIT BREAKER, TYPE | 0 | C | 5925B SE
CJM636B | AL | D-A-35-102-000 | 1 | JOINT | JOINT, EXPANSION, QA 3, SS, 65 PSIA DESIGN, 230 DEG F DESIGN, WELDED, 30" BELLOWS EXPANSION JOINT FOR EXTRACTION STEAM SYS. | 3 | C | 4730P SE
CJM636B | AL | Y-A-03-201-000 | 1 | JOINT | JOINT, EXPANSION, QA 3, SS, 65 PSIA DESIGN, 230 DEG F DESIGN, WELDED, 30" BELLOWS EXPANSION JOINT FOR EXTRACTION STEAM SYS. | 3 | C | 4730P SE
CJM636B | AL | Y-A-03-202-000 | 1 | JOINT | JOINT, EXPANSION, QA 3, SS, 65 PSIA DESIGN, 230 DEG F DESIGN, WELDED, 30" BELLOWS EXPANSION JOINT FOR EXTRACTION STEAM SYS. | 3 | C | 4730P SE
CJM636B | AL | Y-A-03-302-000 | 1 | JOINT | JOINT, EXPANSION, QA 3, SS, 65 PSIA DESIGN, 230 DEG F DESIGN, WELDED, 30" BELLOWS EXPANSION JOINT FOR EXTRACTION STEAM SYS. | 3 | C | 4730P SE
CJM641J | AL | D-A-35-102-000 | 1 | JOINT | JOINT, EXPANSION, QA 3, 30 IN, PIPE, SS, 65 PSIA DESIGN, 230 DEG F DESIGN, WELDED, 30" BELLOWS EXPANSION JOINT FOR EXTRACTION STEAM SYS. | 3 | C | 4730P SE
CJM641J | AL | Y-A-03-202-000 | 1 | JOINT | JOINT, EXPANSION, QA 3, 30 IN, PIPE, SS, 65 PSIA DESIGN, 230 DEG F DESIGN, WELDED, 30" BELLOWS EXPANSION JOINT FOR EXTRACTION STEAM SYS. | 3 | C | 4730P SE
CJM641J | AL | Y-A-03-301-000 | 1 | JOINT | JOINT, EXPANSION, QA 3, 30 IN, PIPE, SS, 65 PSIA DESIGN, 230 DEG F DESIGN, WELDED, 30" BELLOWS EXPANSION JOINT FOR EXTRACTION STEAM SYS. | 3 | C | 4730P SE
CJM641J | AL | Y-A-03-302-000 | 1 | JOINT | JOINT, EXPANSION, QA 3, 30 IN, PIPE, SS, 65 PSIA DESIGN, 230 DEG F DESIGN, WELDED, 30" BELLOWS EXPANSION JOINT FOR EXTRACTION STEAM SYS. | 3 | C | 4730P SE
CMC263L | AL | F-D-04-000-001 | 1 | JOINT | JOINT, EXPANSION, QA 0, 54 IN, PIPE, 12 IN (1 FT), RUBBER, FLANGED | 0 | B | 4730P SE
ATN233R | AL | L-A-10-000-002 | 1 | JOINT | JOINT, EXPANSION, QA 0, 24 IN, PIPE, 90 PSIG, EXPANSION JOINT, PIPE; NOMINAL SIZE: 24.000 IN ( 24), OPERATING | 0 | P | 4730P SE
BWX072N | AL | L-A-06-000-002 | 1 | JOINT | JOINT, EXPANSION, QA 0, 8 IN, RUBBER, 125 LB/40 PSI WATER, 95 DEG F, FLANGED, EXPANSION JOINT, PUMP; 8 INCH, FLANGED RUBBER, REGULAR SPOOL T | 0 | C | 4320U SE
CDF490N | AL | L-A-10-000-002 | 2 | JOINT | JOINT, EXPANSION, QA 0, 30 IN, PIPE, 19 IN, EXPANSION JOINT, PIPE; CONDENSER, EXTRACTION STEAM PIPING, 30 INCH | 0 | C | 4730P SE
CDF496Y | AL | L-A-10-000-002 | 2 | JOINT | JOINT, EXPANSION, QA 0, 30 IN, PIPE, 30-1/4 IN, EXPANSION JOINT, PIPE; CONDENSER, EXTRACTION STEAM PIPING 30 INCH | 0 | C | 4730P SE
BPW870J | AL | P-A-LL-ET0-108 | 20 | JUMPER | JUMPER, ELECTRICAL/TD, QA 1, JUMPER, ; (SAME STAGE), FOR SBMTYPE SWITCHES REF. RENEWAL PART GE 7152 | 1 | C | 59300 SE
BPW875W | AL | P-A-LL-ET0-108 | 20 | JUMPER | JUMPER, ELECTRICAL/TD, QA 1, JUMPER, SWITCH; (ADJACENT STAGE) FOR SBM TYPE SWITCH REF. RENEWAL PART | 1 | C | 59300 SE
BTY674A | AL | L-A-03-000-002 | 35 | JUMPER | JUMPER, ELECTRIC, QA 3, JUMPER, CONDUIT; CONDUIT, BONDING, COPPER, LENGTH 15 IN, FOR XJ50-4 | 3 | C | 6350B SE
BTY682B | AL | L-A-03-000-002 | 15 | JUMPER | JUMPER, ELECTRIC, QA 3, JUMPER, CONDUIT; CONDUIT, BONDING, COPPER, LENGTH 15 IN, FOR XJ125-4 | 3 | C | 6350B SE
BTY689W | AL | L-A-03-000-002 | 5 | JUMPER | JUMPER, ELECTRIC, QA 3, JUMPER, CONDUIT; CONDUIT, BONDING, COPPER, LENGTH 17 IN, FOR XJ250-4 | 3 | C | 6350B SE
BYY650B | AL | L-A-09-000-002 | 25 | JUMPER | JUMPER, ELECTRICAL/TD, QA 3, SWITCH, ADJACENT STAGE, FOR GE SB-1 SB-9 AND SB-10 SWITCHES | 3 | C | 59300 SE
ATH485P | AL | P-A-LL-ET0-063 | 4 | KEEPER | KEEPER, MECHANICAL, QA 1, KEEPER, ; BEAM,FOR REACTOR VESSEL JET PUMP *** | 1 | C | 4320U SE
ACE489M | AL | D-A-04-202-004 | 13 | KEY | KEY, TYPICAL, QA 0, KEY, MACHINE; SHAFT, FOR DUPLEX WASTE SUMP PUMP, FIG 4511-13306999 | 0 |  | 4320U SE
AJE493R | AL | D-A-17-302-001 | 1 | KEY | KEY, MECHANICAL, QA 0, MACHINE, 1/4 IN, 1-3/4 IN, 1/4 IN, STAINLESS STEEL, KEY, MACHINE; MATERIAL: STAINLESS STEEL, SIZE WIDTH: 00.250000 ( | 0 |  | 4320U SE
ANE679J | AL | D-A-10-302-003 | 2 | KEY | KEY, MECHANICAL, QA 0, MACHINE, 3/16 IN, 3 IN, KEY, MACHINE; SIZE WIDTH: 00.187500 ( 3/16), LENGTH: 03.000 IN *** | 0 |  | 4320U SE
ARP755V | AL | D-A-28-102-005 | 1 | KEY | KEY, MECHANICAL, QA 1, KEY, MACHINE; 0.625 X 4.625 IN, REF 524H57, DWG 1F6473, ITEM 23 ASTM | 1 | C | 4320U SE
AXP250D | AL | A-A-01-000-001 | 3 | KEY | KEY, TYPICAL, QA 0, KEYSET,TELEPHONE, ; FOR TYPE 187 TELEPHONE, THREE-LINE, THREE-HOLD *** | 0 | P | 5805M SE
BBP337X | AL | 1-A-04-129-001 | 1 | KEY | KEY, MECHANICAL, QA 1, KEY, MACHINE; RECTANGULAR, CARBON STEEL, OA LG 2.5 IN, WD .375 IN | 1 | C | 4320U SE
BBP337X | AL | A-A-01-000-001 | 8 | KEY | KEY, MECHANICAL, QA 1, KEY, MACHINE; RECTANGULAR, CARBON STEEL, OA LG 2.5 IN, WD .375 IN | 1 | C | 4320U SE
BBP349N | AL | 1-A-04-129-001 | 3 | KEY | KEY, TYPICAL, QA 1, KEY, MACHINE; RECTANGULAR, CARBON STEEL, OA LG 3.0 IN, WD .437 IN | 1 | C | 4320U SE
BBP349N | AL | A-A-01-000-001 | 6 | KEY | KEY, TYPICAL, QA 1, KEY, MACHINE; RECTANGULAR, CARBON STEEL, OA LG 3.0 IN, WD .437 IN | 1 | C | 4320U SE
BBW538R | AL | A-A-01-000-001 | 113 | KEY | KEY, WOODRUFF, QA 1, KEY, WOODRUFF; STEEL, IMPELLER, 0.25 IN THICK FOR DIESEL ENGHINE,MODEL | 1 | P | 2825G SE
BDH855R | AL | A-A-01-000-001 | 1 | KEY | KEY, MECHANICAL, QA 3, KEY, MACHINE; ALLOY STEEL AISI 4140 (SAE) G41400, LENGTH 2.0 IN, WD | 3 | C | 48200 SE
BGE167C | AL | D-A-04-302-003 | 3 | KEY | KEY, MECHANICAL, QA 0, 3/16 IN, 1-3/8 IN, 3/16 IN, KEY, MACHINE; SIZE WIDTH: 00.187500 ( 3/16), LENGTH: 01.375 IN SIZE | 0 |  | 5305J SE
BHN566E | AL | D-A-04-202-004 | 16 | KEY | KEY, MECHANICAL, QA 1, KEY, MACHINE; CLUTCH, REF 14, FOR VALVE ACTUATOR, TYPE SMB-00 *** | 1 |  | 48200 SE
BJJ632A | AL | D-A-04-401-007 | 3 | KEY | KEY, MECHANICAL, QA 0, 3/8 IN, 1-7/16 IN, 3/8 IN, CARBON STEEL, FLAT, KEY, SPLIT FLAT; MATERIAL: CARBON STEEL, SIZE WIDTH: 01.437500 ( 1 | 0 | P | 4320U SE
BJQ549X | AL | A-A-01-000-001 | 2 | KEY | KEY, TYPICAL, QA 0, KEY ASSY, ; MAIN, C/O 2 EA KEY 710B858H03,2 EA DRIVE KEY 710B858H04, 2 | 0 | C | 6105D SE
BKG967E | AL | D-A-16-201-001 | 6 | KEY | KEY, MECHANICAL, QA 3, IMPELLER, 3/8 IN, 1-3/4 IN, STEEL, SQUARE, KEY, MACHINE; SQUARE, STEEL, IMPELLER, 0.375SQ X 1.75 IN LG, FOR | 3 | P | 4320U SE
BKG967E | AL | D-A-06-201-001 | 11 | KEY | KEY, MECHANICAL, QA 3, IMPELLER, 3/8 IN, 1-3/4 IN, STEEL, SQUARE, KEY, MACHINE; SQUARE, STEEL, IMPELLER, 0.375SQ X 1.75 IN LG, FOR | 3 | P | 4320U SE
BKG968C | AL | D-A-04-202-003 | 2 | KEY | KEY, MECHANICAL, QA 3, KEY, MACHINE; COUPLING, STEEL, 0.375 SQ X 2.5 IN LG, FOR CENTRIFUGAL | 3 |  | 4320U SE
BPL651W | AL | D-A-04-202-003 | 1 | KEY | KEY, MECHANICAL, QA 1, KEY, MACHINE; ASTM A-564, TYPE 630, 0.375 IN SQUARE X 4.625 IN. LG. | 1 |  | 48200 SE
BPX001E | AL | E-A-16-C02-B01 | 16 | KEY | KEY, TYPICAL, QA 0, KEY, CIRCUIT BREAKER; SPRING LOADED, FOR POWER CIRCUIT BREAKER, TYPE | 0 | C | 5925B SE
BQQ061E | AL | D-B-16-000-001 | 48 | KEY | KEY, TYPICAL, QA 0, KEY, VALVE; HANDWHEEL, FOR 150#,257 WOG, 6 IN. POSI-SEAL BUTTERFLY | 0 | B | 48200 SE
BVL281B | AL | A-A-01-000-001 | 2 | KEY | KEY, TYPICAL, QA 1, KEY, VALVE; LOAD, STEEL, REF 11, FOR GATE VALVE, 4 IN, DWG 15159-01 | 1 | B | 48200 SE
CDE987G | AL | D-A-34-101-002 | 2 | KEY | KEY, TYPICAL, QA 0, KEY, BOILER; PARALLEL, 3/8" X 1/4" X 2", FOR LOW NOX UNITS ON BOILER | 0 | C | 4410C SE
CEG289Q | AL | D-A-04-401-002 | 6 | KEY | KEY, WOODRUFF, QA 3, KEY, WOODRUFF; DRIVE SHAFT TO SPROCKETS (POTENTIOMETER & COUNTER), PAR | 3 | C | 4470C SE
ADF402J | AL | L-A-03-000-002 | 33 | KEY | KEY, TYPICAL, QA 3, KEY, MACHINE; IMPELLER, SQUARE, 0.1875 X 5.25 IN, FOR PUMP, SIZE | 3 | P | 4320U SE
AGE799D | AL | M-A-08-000-002 | 4 | KEY | KEY, MECHANICAL, QA 1, KEY, MACHINE; STAINLESS STEEL, BAR MATERIAL ASTM A582, TYPE 416 | 1 | P | 4320U SE
AMY673J | AL | L-A-04-000-002 | 1 | KEY | KEY, TYPICAL, QA 0, KEY, PUMP; PUMP, FOR MODEL F3-PVA120-RS-10, ON ELECTRO-HYDRAULIC | 0 | P | 4320U SE
AMY673J | AL | L-A-09-000-002 | 1 | KEY | KEY, TYPICAL, QA 0, KEY, PUMP; PUMP, FOR MODEL F3-PVA120-RS-10, ON ELECTRO-HYDRAULIC | 0 | P | 4320U SE
ANE887B | AL | M-A-08-000-002 | 6 | KEY | KEY, MECHANICAL, QA 3, KEY, MACHINE; SHAFT SLEEVE, 0.25 X 0.25 X 1.125 IN, REF 291A, FOR | 3 | P | 4320U SE
AQB315W | AC | - - - - | 4 | KEY | KEY, LOCK, QA 0, KEY, MACHINE; CYLINDER, LOCK, FOR DOVER ELEVATOR *** | 0 | C | 3960D SE
ARY938F | AL | M-A-03-000-002 | 5 | KEY | KEY, MECHANICAL, QA 1, MACHINE, 5/8 IN, 6 IN, COUPLING, DWG IF-7879, REF 676-1, FOR ESSENTIAL RAW COOLING WATER | 1 | P | 4320U SE
ATD274R | AL | T-A-01-000-002 | 2 | KEY | KEY, MECHANICAL, QA 0, MACHINE, 0.248 IN, 1.423 IN, STEEL, KEY, MACHINE; MATERIAL: STEEL, SIZE WIDTH: 00.248000, LENGTH: 01.423 | 0 | P | 4320U SE
ATP350V | AL | L-A-04-000-002 | 1 | KEY | KEY, TYPICAL, QA 0, KEY, ; POLE,DRIVING,64 IN LONG,FOR MODEL 295X163,TYPE A AND B, FRAME | 0 | P | 6125C SE
AXC065C | AL | M-A-01-000-002 | 8 | KEY | KEY, TYPICAL, QA 0, KEY, ACTUATOR; STEEL, MACHINED BOTH ENDS, FOR ACTUATOR, MODEL | 0 | P | 48200 SE
AXP250D | AL | T-A-12-000-002 | 7 | KEY | KEY, TYPICAL, QA 0, KEYSET,TELEPHONE, ; FOR TYPE 187 TELEPHONE, THREE-LINE, THREE-HOLD *** | 0 | P | 5805M SE
AXY854W | AL | M-A-03-000-002 | 1 | KEY | KEY, TYPICAL, QA 2, KEY, MACHINE; COUPLING SHAFT, FOR MOTOR AND TURBINE DRIVER AUXILIARY | 2 | C | 4320U SE
BGY555G | AL | M-A-16-000-002 | 1 | KEY | KEY, MECHANICAL, QA 1, KEY, MACHINE; CLUTCH, STEEL, REF 23, FOR VALVE ACTUATOR, TYPE SMB-000 | 1 | P | 48200 SE
BJV484G | AL | T-A-01-000-002 | 12 | KEY | KEY, MECHANICAL, QA 1, KEY, MACHINE; WORM SHAFT, 0.1875 X 1.5 IN, FOR VALVE ACTUATOR, TYPE | 1 | P | 48200 SE
BJV502A | AL | T-A-01-000-002 | 12 | KEY | KEY, MECHANICAL, QA 1, KEY, MACHINE; MOTOR PINION, 0.1875 X 1.375 IN, FOR VALVE ACTUATOR | 1 | P | 48200 SE
BJV509V | AL | T-A-01-000-002 | 7 | KEY | KEY, MECHANICAL, QA 1, KEY, MACHINE; MOTOR PINION, 0.25 X 1.375 IN,FOR VALVE ACTUATOR, TYPE | 1 | P | 48200 SE
BKG967E | AL | L-A-09-000-002 | 7 | KEY | KEY, MECHANICAL, QA 3, IMPELLER, 3/8 IN, 1-3/4 IN, STEEL, SQUARE, KEY, MACHINE; SQUARE, STEEL, IMPELLER, 0.375SQ X 1.75 IN LG, FOR | 3 | P | 4320U SE
BLA128J | AL | L-A-09-000-002 | 2 | KEY | KEY, MECHANICAL, QA 3, KEY, MACHINE; COUPLING, STEEL SAE 1018, A108 *** | 3 | P | 4320U SE
BTT443J | AL | L-A-09-000-002 | 1 | KEY | KEY, MECHANICAL, QA 3, KEY, VALVE; SPARE PART, FOR ADAPTO-GEAR OPERATOR *** | 3 | B | 48200 SE
BVL314N | AL | L-A-09-000-002 | 4 | KEY | KEY, MECHANICAL, QA 3, KEY, PUMP; MACHINE KEY, AISI 416, 1/4 X 1/4 X 3 IN, RCIC PUMP, SIZE 6 | 3 | C | 4320U SE
BVL316J | AL | L-A-09-000-002 | 4 | KEY | KEY, MECHANICAL, QA 3, KEY, PUMP; MACHINE KEY, AISI 416, 1/4 X 1/4 X 1-5/8 IN, RCIC PUMP SIZE | 3 | C | 4320U SE
BVL319C | AL | L-A-03-000-002 | 5 | KEY | KEY, MECHANICAL, QA 3, KEY, PUMP; MACHINE KEY, AISI 416, 1/4 X 1/4 X 1 IN, RCIC PUMP, SIZE 6 | 3 | C | 4320U SE
BVQ027V | AL | L-A-09-000-002 | 2 | KEY | KEY, MECHANICAL, QA 1, MOTOR PINION, CS, , AISI 4140, FOR VALVE ACTUATOR, SMB-1 | 1 | C | 48200 SE
BVX101T | AL | L-A-03-000-002 | 117 | KEY | KEY, TYPICAL, QA 3, KEY, PUMP; KEY, IMPELLER, REF 23, FOR VERTICAL SUMP PUMP, STANDBY GAS | 3 | C | 4320U SE
BWP693X | AL | L-A-05-000-002 | 1 | KEY | KEY, TYPICAL, QA 3, KEY, VALVE; TORQUE ARM, CARBON STEEL, SAE 1120, FOR 24.00-IN. PRESSURE | 3 | C | 48200 SE
BXD809K | AL | T-A-01-000-002 | 4 | KEY | KEY, LOCK, QA 1, KEY, PUMP; IMPELLER KEY, 1/2" SQUARE X 2 1/4" LONG WITH RADIUSED ENDS | 1 | B | 4320U SE
BYE054R | AL | L-A-07-000-002 | 1 | KEY | KEY, MECHANICAL, QA 1, MOTOR PINION, , ACTUATOR, GEAR, PIECE NUMBER 20A, FOR LIMITORQUE ACTUATORS SMB-000, | 1 | C | 48200 SE
CAN391V | AL | L-A-09-000-002 | 5 | KEY | KEY, MECHANICAL, QA 0, KEY, PUMP; THRUST COLLAR, FOR REACTOR FEED WATER PUMP. PUMP TYPE HVCN | 0 | B | 4320U SE
CDT519L | AL | L-A-09-000-002 | 1 | KEY | KEY, TYPICAL, QA 3, KEY, COMPRESSOR; 5/16" KEY TO BE USED WITH SHEAVE ASSEMBLY PART NUMBER | 3 | C | 4310I SE
CEG287W | AL | L-A-03-000-002 | 39 | KEY | KEY, WOODRUFF, QA 3, KEY, WOODRUFF; DRIVE SHAFT TO CLUTCH/COLLAR, PART LIST 885D698 ITEM 01 | 3 | C | 4470C SE
CEG289Q | AL | L-A-03-000-002 | 4 | KEY | KEY, WOODRUFF, QA 3, KEY, WOODRUFF; DRIVE SHAFT TO SPROCKETS (POTENTIOMETER & COUNTER), PAR | 3 | C | 4470C SE
BKT459E | AL | D-A-32-201-001 | 1 | KEYBOARD | KEYBOARD, RECORDER, QA 0, ENGINEERING, HR2500, FOR RECORDER, MODEL 3800 | 0 | P | 6695D SE
BBJ910Y | AL | T-A-12-000-002 | 1 | KEYBOARD | KEYBOARD, TYPICAL, QA 0, KEYBOARD, ; FOR PROGRAMMABLE CONTROLLER, P/N BCT-30 *** | 0 | P | 7021A SE
BCB030J | AL | T-A-12-000-002 | 2 | KEYBOARD | KEYBOARD, TYPICAL, QA 0, KEY BOARD ASSY, ; RANGE 0 TO 9, FOR PANEL ASSY, ON CONDENSATE | 0 | P | 7021A SE
BNR339B | AL | L-A-09-000-002 | 1 | KEYBOARD | KEYBOARD, TYPICAL, QA 3, KEYPAD, RADIATION MONITOR; COMMAND, FOR CONTINUOUS AIR MONITOR *** | 3 | B | 6630D SE
BNR341Q | AL | L-A-09-000-002 | 1 | KEYBOARD | KEYBOARD, TYPICAL, QA 3, KEYPAD, RADIATION MONITOR; DATA, FOR CONTINUOUS AIR MONITOR *** | 3 | B | 6630D SE
BVR307T | AL | L-A-09-000-002 | 5 | KEYBOARD | KEYBOARD, RECORDER, QA 3, OPERATION, FOR JYC HR-2500E MODEL 3880 | 3 | B | 6695D SE
AEG092H | AL | D-A-02-102-008 | 8 | KIT | KIT, PARTS, QA 0, PARTS KIT, STEAM TRAP; REPAIR, QCT 1/2-3/4 IN, 440 A-441 A-430 A-415 A | 0 |  | 4730P SE
AFD126D | AL | A-A-01-000-001 | 2 | KIT | KIT, PARTS, QA 3, PARTS KIT, ACTUATOR; REPAIR, ACTUATOR, FOR 175.000 TON POLAR CRANE | 3 | P | 48200 SE
AFD756B | AL | D-B-16-000-001 | 2 | KIT | KIT, PARTS, QA 0, VALVE, SPRING, WEAR STRIPS, CHANNEL SET, VALVE; C/W SPRINGS AND WEAR STRIP, FOR 829 CHANNEL | 0 | P | 4310I SE
AGD386C | AL | A-A-01-000-001 | 2 | KIT | KIT, PARTS, QA 0, PARTS KIT, COMPRESSOR; REPAIR, 2000 HR, C/O AIR FILTER ELEMENT | 0 | P | 4310I SE
AJH533Q | AL | J-B-12-009-001 | 20 | KIT | KIT, PARTS, QA 0, PARTS KIT, SOLENOID VALVE; FOR VALVE, 0.37 IN, RANGE 10 TO 125 PSIG | 0 | P | 48200 SE
AJL306M | AL | Z-Z-ZZ-ZZZ-ZZZ | 1 | KIT | KIT, MOUNTING, QA 0, TERMINATING ASSY, FREQUENCY; SF AND MOUNTING, CONSISTING OF SF AND | 0 | P | 5805M SE
AJP589X | AL | A-A-01-000-001 | 12 | KIT | KIT, PARTS, QA 1, MODIFICATION KIT, ; PUSHBUTTON, (PILOT DEVICE), NEMA 00-4, START-STOP | 1 | P | 5945D SE
AKD378Q | AL | D-B-16-000-001 | 24 | KIT | KIT, PARTS, QA 0, VALVE, (6) CHANNELS, (6) SPRINGS, CHANNEL SET, VALVE; VALVE, SET C/O 6 EA CHANNELS AND 6 EA SPRINGS | 0 | P | 4310I SE
AKG873Y | AL | D-A-04-201-002 | 1 | KIT | KIT, PARTS, QA 0, STEAM TRAP, REPAIR, FOR S250R, S140, AND S400 IMPULSE STEAM, FOR 2 IN, | 0 | P | 4730P SE
AKY957G | AL | D-B-07-202-001 | 1 | KIT | KIT, PARTS, QA 0, PARTS KIT, BUTTERFLY VALVE; REPAIR, SEAT, WAFER STYLE VALVE, W/SEAT | 0 | P | 48200 SE
ALF491C | AL | A-A-01-000-001 | 1 | KIT | KIT, PARTS, QA 3, TOOL KIT, PUMP; STATOR COIL, FOR WH REACTOR COOLANT PUMP MOTOR, SPIN | 3 | P | 5120M SE
AND275G | AL | D-B-16-000-001 | 23 | KIT | KIT, PARTS, QA 0, VALVE, (4) CHANNELS, (5) SPRINGS, CHANNEL SET, VALVE; VALVE, SET C/O 4 EA CHANNEL & 5 EA SPRINGS, FOR | 0 | P | 4310I SE
APD622F | AL | D-A-06-302-003 | 5 | KIT | KIT, PARTS, QA 0, (1) LATCH, (1) SPRING, (1) PIN, ASSY, HOOK; TYPE: STANDARD SAFETY, MATERIAL: CARBON STEEL, WORK | 0 |  | 4030C SE
AQW320P | AL | D-A-30-301-004 | 15 | KIT | KIT, PARTS, QA 0, PARTS KIT, SAFETY EQUIPMENT; LENS RING, REPL, FOR ULTRAVUE MSA PN | 0 |  | 4240P SE
ARN259D | AL | 5-B-01-301-000 | 9 | KIT | KIT, PARTS, QA 0, PACKING KIT, FOR ROTARY ACTUATOR,SERIES H, | 0 | P | 4520N SE
ARP317L | AL | D-B-09-202-001 | 2 | KIT | KIT, PARTS, QA 0, PARTS KIT, DRYER; AQUADEX, REF 1171213, C/O ONE EA DOME, BOTTLE OF | 0 | P | 4440E SE
ARQ657N | AL | D-A-18-302-001 | 8 | KIT | KIT, PARTS, QA 0, (4) THIN NUTS, (1) O-RING/GASKET SHEET, (1) NOZZLE ARM SPRING ASS, (2) SPRING ASSEMBLY, (4) BELLOW ASSYS, (2) CONICAL SPRI | 0 |  | 6695D SE
ARV239R | AL | A-A-01-000-001 | 1 | KIT | KIT, PARTS, QA 0, PARTS KIT, SOLENOID VALVE; FOR VALVE, P/N U8342A2M0, MODEL 8342A1M0 | 0 | P | 48200 SE
ATW018M | AL | A-A-01-000-001 | 1 | KIT | KIT, PARTS, QA 0, PARTS KIT, GLOBE VALVE; COMPLETE, FOR 2 IN AIR OPERATED GLOBE VALVE | 0 | P | 48200 SE
AVA198Q | AL | A-A-01-000-001 | 3 | KIT | KIT, PARTS, QA 0, PARTS KIT, LINEAR DIR CNTL VLV; REPAIR,SEAT,FOR 001.250 IN, WATER,NO | 0 | P | 48200 SE
AVA199N | AL | A-A-01-000-001 | 1 | KIT | KIT, PARTS, QA 3, PARTS KIT, LINEAR DIR CNTL VLV; REPAIR,SEAT,FOR 002.000 IN, WATER,NO | 3 | P | 48200 SE
AVE208W | AL | A-A-01-000-001 | 1 | KIT | KIT, PARTS, QA 0, PARTS KIT, BUTTERFLY VALVE; TYPE B,FOR FIG 8022-MT-MOD-A, 016.000 IN | 0 | P | 48200 SE
AVK696R | AL | D-A-32-104-001 | 1 | KIT | KIT, PARTS, QA 0, PARTS KIT, PUMP; CONSISTS OF TEFLON SPACERS, PLASTIC SPACERS AND RED | 0 | P | 6630D SE
AVM963J | AL | A-A-01-000-001 | 3 | KIT | KIT, PARTS, QA 3, PARTS KIT, SOLENOID VALVE; FOR CAT HT831633, 0.375 IN, 120 VDC, S/N | 3 | P | 48200 SE
AVW603E | AL | D-B-09-202-001 | 2 | KIT | KIT, PARTS, QA 0, STAINLESS STEEL, AISI TYPE 316 C/O TWO EACH | 0 | P | 6695D SE
AWC045Q | AL | A-A-01-000-001 | 1 | KIT | KIT, PARTS, QA 0, PARTS KIT, COMPRESSOR; REPAIR, BLOWBY CHECK KIT, FOR COMPRESSOR, MODEL | 0 | P | 4310I SE
AWH142A | AL | A-A-01-000-001 | 2 | KIT | KIT, PARTS, QA 0, DISK PACK, COUPLING; STAINLESS STEEL, 0.222 IN THICK, C/O 14 DISKS | 0 | P | 3040D SE
AWH149V | AL | A-A-01-000-001 | 2 | KIT | KIT, PARTS, QA 0, DISK PACK, COUPLING; STAINLESS STEEL, 0.213 IN THICK, C/O 14 DISKS | 0 | P | 3040D SE
AWN811Y | AL | A-A-01-000-001 | 2 | KIT | KIT, PARTS, QA 0, PARTS KIT, ; ROLLER, TENSION IDLER, FOR DISK DRIVE, MODEL D3000, S/N | 0 | C | 7021A SE
AWW538P | AL | A-A-01-000-001 | 11 | KIT | KIT, PARTS, QA 0, PARTS KIT, GLOBE VALVE; REPACK, VALVE, FOR 000.750 IN,THREADED, 3-WAY | 0 | P | 48200 SE
AXD751Y | AL | A-A-01-000-001 | 1 | KIT | KIT, PARTS, QA 0, GASKET MATERIAL, (1) O-RING, (1) SLEEVE, (4) SEALS, (2) GASKETS, (1) SNAP RING, PARTS KIT, CYLINDER; CONSISTING OF ONE EA | 0 | P | 48200 SE
AYF301F | AL | D-A-30-301-002 | 1 | KIT | KIT, PARTS, QA 0, PARTS KIT,DISPLAY UN, ; VIDEO AND POWER SUPPLY, FOR PRIME CRT | 0 |  | 7021A SE
AYG904B | AC | - - - - | 2 | KIT | KIT, PARTS, QA 0, PARTS KIT, GLOBE VALVE; C/O ONE EACH METAL SEAL, TWO EACH GASKETS, FOR | 0 | P | 48200 SE
BAE615G | AL | D-A-04-201-002 | 2 | KIT | KIT, PARTS, QA 0, PARTS KIT, ; SYRINGE, WITH ADAPTER, TUBING,AND COUPLING, FOR DYNAMIC | 0 | P | 6630D SE
BAL803H | AL | A-A-01-000-001 | 1 | KIT | KIT, PARTS, QA 0, ANALYSIS KIT, ; ICE ANION, FOR MODEL 2120I IONCHROMATOGRAPH *** | 0 | P | 6630D SE
BBA534Y | AL | D-B-07-102-003 | 2 | KIT | KIT, PARTS, QA 0, CONVERSION KIT, ANALYZER; PREAMPLIFIER, INDICATOR, FOR SODIUM | 0 | P | 6630D SE
BBA534Y | AL | D-B-16-000-001 | 2 | KIT | KIT, PARTS, QA 0, CONVERSION KIT, ANALYZER; PREAMPLIFIER, INDICATOR, FOR SODIUM | 0 | P | 6630D SE
BBC824B | AL | A-A-01-000-001 | 1 | KIT | KIT, PARTS, QA 0, PARTS KIT, ACTUATOR; C/O FOUR EACH O-RING, P/N 952-0172-410, FOUR | 0 | P | 48200 SE
BBD418H | AL | A-A-01-000-001 | 1 | KIT | KIT, PARTS, QA 0, PARTS KIT, COUPLING; WEIGHT BALANCED, FOR COUPLING,SIZE 5, TYPE FS | 0 | P | 3040D SE
BBD420A | AL | A-A-01-000-001 | 1 | KIT | KIT, PARTS, QA 0, PARTS KIT, COUPLING; WEIGHT BALANCED, FOR COUPLING,SIZE 5.5, CLOSE | 0 | P | 3040D SE
BBD422T | AL | A-A-01-000-001 | 1 | KIT | KIT, PARTS, QA 0, PARTS KIT, COUPLING; WEIGHT BALANCED, FOR COUPLING,SIZE 3.5, TYPE FS | 0 | P | 3040D SE
BBE668L | AL | D-B-09-202-001 | 3 | KIT | KIT, PARTS, QA 0, PARTS KIT, CYLINDER; FOR LINEAR ACTUATING CYLINDER,6 X 8.75 IN, MODEL | 0 | P | 4450C SE
BBF874C | AL | A-A-01-000-001 | 4 | KIT | KIT, MOUNTING, QA 0, PARTS KIT, RECORDER; MOUNTING, C/O 1 EA 2.5 IN MINERALAC STRAP, 2 EA | 0 | P | 6695D SE
BBP055Y | AL | A-A-01-000-001 | 1 | KIT | KIT, PARTS, QA 0, PARTS KIT, PUMP; FOR MODEL RC-1002 PUMP, P/N CR-400, HAND TYPE *** | 0 | P | 4320U SE
BBR935Y | AL | A-A-01-000-001 | 3 | KIT | KIT, PARTS, QA 0, PARTS KIT, CONTROLLER; ROTARY, 90 DEG CLOCKWISE ROTATION ACTUATOR | 0 | P | 6695D SE
BCE089M | AL | D-B-09-202-001 | 6 | KIT | KIT, PARTS, QA 0, PARTS KIT, VALVE; FOR DIAPHRAGM VALVE, R-M14909,ON BAGHOUSE DRY ASH | 0 | P | 4450C SE
BCL709W | AL | D-A-07-101-000 | 4 | KIT | KIT, PARTS, QA 0, PARTS KIT, MECHANICAL SEAL; C/O 1 EA NO 615993-1GT U-CUP, 1 EA NO | 0 | C | 4320U SE
BCN896P | AL | D-B-09-202-001 | 3 | KIT | KIT, PARTS, QA 0, PARTS KIT, CYLINDER; ROD SEAL, FOR AIR CYLINDER, P/N 101780, ON BAG | 0 | P | 4450C SE
BCN897M | AL | D-B-09-202-001 | 17 | KIT | KIT, PARTS, QA 0, PARTS KIT, CYLINDER; PISTON SEAL, FOR AIR CYLINDER,P/N 101780, ON BAG | 0 | P | 4450C SE
BCT558P | AL | A-A-01-000-001 | 1 | KIT | KIT, PARTS, QA 0, PARTS KIT, CHROMATOGRAPH; COLUMN, SUPRESSOR, CATION FIBER CFS, C/O 1 | 0 | P | 6630D SE
BDH267B | AL | A-A-01-000-001 | 12 | KIT | KIT, PARTS, QA 3, PARTS KIT, SOLENOID VALVE; M-6 GENERAL PURPOSE, FOR SOLENOID, P/N | 3 | P | 48200 SE
BDN752A | AL | A-A-01-000-001 | 4 | KIT | KIT, PARTS, QA 0, REPAIR KIT, CHROMATOGRAPH; PLUNGER SEAL REPLACEMENT, C/W TOOL, FOR ION | 0 | P | 6630D SE
BDW293H | AL | A-A-01-000-001 | 30 | KIT | KIT, PARTS, QA 1, TERMINATION KIT, ELECTRICAL; HEAT SHRINKABLE,BLACK, 0.42 IN DIA | 1 | B | 5970B SE
BDY908W | AL | A-A-01-000-001 | 1 | KIT | KIT, PARTS, QA 0, PARTS KIT, CHROMATOGRAPH; MEMBRANE REACTOR, WITH REPLACEMENT FIBERS | 0 | P | 6630D SE
BEB656Q | AL | D-A-32-104-001 | 3 | KIT | KIT, PARTS, QA 0, PARTS KIT, CHROMATOGRAPH; REFILL, ANION FIBER, FOR COLUMN SUPPRESSOR | 0 | P | 6630D SE
BEX089V | AL | D-B-09-202-001 | 1 | KIT | KIT, PARTS, QA 0, INSERT, ROUND PLASTIC SLEEVE, SEAT, SEAL, 7.5625 ID X 9.1875 OD X 2.5625 IN WD, | 0 | P | 4450C SE
BFJ562P | AL | A-A-01-000-001 | 7 | KIT | KIT, PARTS, QA 3, CONVERSION KIT, RECORDER; 2 PEN IT, FOR RECORDER, SPEEDOMAX M, MARK | 3 | P | 6695D SE
BFR149V | AL | A-A-01-000-001 | 1 | KIT | KIT, PARTS, QA 0, PARTS KIT, PAINT SPRAYER; COMPLETE, FOR SPRAY GUN *** | 0 | P | 5130U SE
BFW862P | AL | A-A-01-000-001 | 4 | KIT | KIT, PARTS, QA 2, PARTS KIT, SOLENOID VALVE; FOR VALVE, MODEL 206-381-3RVU,125 VDC *** | 2 | P | 48200 SE
BGC629A | AL | A-A-01-000-001 | 20 | KIT | KIT, PARTS, QA 1, PARTS KIT, PUMP; CONSISTING OF TWO EA GASKETS, NON-ASBESTOS, THREE EA | 1 | C | 2910O SE
BGP642R | AL | A-A-01-000-001 | 1 | KIT | KIT, PARTS, QA 0, SEALS, GASKETS, O-RINGS, PACKING, ASSEMBLY; C/O SEALS, GASKETS AND O-RINGS, FOR HIGH DENSITY | 0 | C | 3660B SE
BHD100Q | AL | A-A-01-000-001 | 1 | KIT | KIT, PARTS, QA 1, CONVERTER | 1 | B | 6130S SE
BHD100Q | AL | D-A-35-401-000 | 4 | KIT | KIT, PARTS, QA 1, CONVERTER | 1 | B | 6130S SE
BHK579L | AL | D-A-32-104-001 | 3 | KIT | KIT, PARTS, QA 0, PARTS KIT, SCALE; CONSISTS OF INTERNAL WEIGHTS AND TWO CIRCUIT CHIPS | 0 | P | 6670D SE
BHT655T | AL | A-A-01-000-001 | 15 | KIT | KIT, PARTS, QA 1, SPLICING KIT, ; HEAT SHRINKABLE, IN-LINE TYPE,16 AWG, CABLE JACKET OD | 1 | P | 5970B SE
BHT658L | AL | A-A-01-000-001 | 3 | KIT | KIT, PARTS, QA 1, SPLICING KIT, ELECTRICAL; HEAT SHRINKABLE, IN-LINE TYPE,16 AWG, CABLE | 1 | P | 5970B SE
BJA044V | AL | A-A-01-000-001 | 1 | KIT | KIT, PARTS, QA 0, PARTS KIT, ACTUATOR; MAJOR SUB-ASSY, C/O O-RING AND SEAL, REF 11C, FOR | 0 | P | 48200 SE
BJF726G | AL | A-A-01-000-001 | 7 | KIT | KIT, PARTS, QA 0, TEST KIT, HYDRAZINE; RANGE 0 TO 500 PPM, FOR SYSTEM1000 *** | 0 | P | 6630D SE
BJG471J | AL | A-A-01-000-001 | 6 | KIT | KIT, PARTS, QA 0, PARTS KIT,INDICATOR, ; CONSISTS OF FOUR EACH NEOPRENE RUBBER GASKETS | 0 | P | 6695D SE
BJG491C | AL | D-A-32-104-001 | 1 | KIT | KIT, PARTS, QA 0, PROBE, OXYGEN; C/WO OXYGEN PROBE SERVICE KIT MODEL 5775, C/O TWO | 0 | P | 6630D SE
BJH210M | AL | A-A-01-000-001 | 2 | KIT | KIT, PARTS, QA 0, INK SET, RECORDING INSTRUMENT; CONSISTING OF CARTRIDGE AND PAPER, 4.5 | 0 | P | 7510U SE
BJL647J | AL | D-A-32-104-001 | 1 | KIT | KIT, PARTS, QA 1, PARTS KIT, BALL VALVE; FOR VALVE, 1.5 IN, MODEL 8409024, ON DIESEL | 1 | P | 2910O SE
BJR114W | AC | - - - - | 1 | KIT | KIT, PARTS, QA 1, GASKET AND SEAL SET, ; C/O TWO FIBER GASKETS, 6 ID X 8 IN OD, THREE | 1 | C | 48200 SE
BJV533X | AL | A-A-01-000-001 | 2 | KIT | KIT, PARTS, QA 0, PARTS KIT, COMPRESSOR; BURST DISC KIT, FOR BREATHING AIR COPMRESSOR | 0 | P | 4310I SE
BKG151Y | AL | A-A-01-000-001 | 1 | KIT | KIT, PARTS, QA 3, CONVERSION KIT, ; REEL,HOSE,HEAVY DUTY,WITHOUT HOSE,FOR PETTIBONE | 3 | B | 3950F SE
BKQ244E | AL | D-A-04-201-002 | 1 | KIT | KIT, PARTS, QA 0, INSTALLATION KIT, ELECTRONIC EQUIPMENT; FOR REFRIGERATION UNIT, ON | 0 | P | 5975B SE
BKR330V | AL | D-A-08-201-000 | 18 | KIT | KIT, PARTS, QA 0, SPILL KIT, EMERGENCY; C/O GLOVE HOLDERS, POLYBAG HOLDERS, PROTECTIVE | 0 |  | 6810H SE
BLD722N | AL | D-A-10-301-000 | 2 | KIT | KIT, PARTS, QA 0, TOOL KIT, GENERAL MECHANICS; LEVEL 3, FOR SCBA KITS *** | 0 |  | 5120M SE
BLN183C | AL | D-A-17-302-001 | 3 | KIT | KIT, PARTS, QA 0, REPAIR KIT, ; FOR ACCELERATOR, MODEL D-1, P/N 05503-D ON SYS 26 *** | 0 |  | 4210N SE
BLQ268R | AL | D-A-30-301-001 | 1 | KIT | KIT, PARTS, QA 0, PARTS KIT, PRINTER; LN03 TONER, FOR PRINTER *** | 0 |  | 7021A SE
BLQ269P | AL | D-B-16-000-001 | 7 | KIT | KIT, PARTS, QA 0, PARTS KIT, PRINTER; LN03 USER, FOR PRINTER *** | 0 | P | 7021A SE
BLV775Q | AL | A-A-01-000-001 | 12 | KIT | KIT, PARTS, QA 0, PARTS KIT, BALL VALVE; FOR BALL VALVE, 1 IN, ANSI CLASS 600, FIG | 0 | P | 48200 SE
BME451G | AL | 1-B-09-009-001 | 14 | KIT | KIT, PARTS, QA 0, PARTS KIT, ; SEISMIC FIELD KIT, DWG 2383A45REV 6, WAT-330, WBT-NIELCA | 0 | P | 4470C SE
BME966E | AL | 1-B-10-000-001 | 3 | KIT | KIT, PARTS, QA 1, PARTS KIT, SNUBBER; TRANSITION TUBE, FOR PSA-10 SNUBBER *** | 1 | P | 4710Y SE
BNC777M | AL | 1-B-10-000-001 | 4 | KIT | KIT, PARTS, QA 0, MODIFICATION KIT, ; RETROFIT WEIGHING KIT, SO WAT ASVANS, WAT-220 *** | 0 | P | 4470C SE
BNR274D | AL | A-A-01-000-001 | 20 | KIT | KIT, PARTS, QA 3, REPAIR KIT, VALVE; FOR VALVE, REGULATING, FLUID PRESSURE, NORGREN | 3 | P | 2910O SE
BNR460V | AL | F-B-08-103-000 | 1 | KIT | KIT, PARTS, QA 0, TEST SET, CIRCUIT BREAKER; FOR RMS CONVERSION KITS *** | 0 | C | 5925B SE
BNX304B | AL | D-A-30-101-006 | 12 | KIT | KIT, PARTS, QA 0, ROD WIPER, FOR CYLINDER, ACTUATING, LINEAR, P/N DWC- 3110-SR2, | 0 | P | 3910K SE
BPG884R | AL | F-B-08-103-000 | 1 | KIT | KIT, PARTS, QA 0, CLEANER KIT, ULTRASONIC; LARGE CAPACITY CLEANER WITH TIMER& HEATER, 11 | 0 | C | 6630D SE
BPG884R | AL | F-B-10-101-000 | 1 | KIT | KIT, PARTS, QA 0, CLEANER KIT, ULTRASONIC; LARGE CAPACITY CLEANER WITH TIMER& HEATER, 11 | 0 | C | 6630D SE
BPN148V | AL | F-B-10-101-000 | 2 | KIT | KIT, PARTS, QA 1, PARTS KIT, CIRCUIT BREAKER; GEAR BOX, WITH MOTOR, 125 VDC, FOR CIRCUIT | 1 | B | 5925B SE
BPR325G | AL | F-A-08-101-000 | 1 | KIT | KIT, PARTS, QA 0, PUMP, (5) RINGS SET, CARBON BUSHING, (1) PACKING LUBRICANT, (2) GRAPHITE YARN RINGS, (3)DIE FORM GRAPHITE RING, (1) CARBON | 0 | A | 4320U SE
BPT286T | AL | F-A-08-202-001 | 2 | KIT | KIT, PARTS, QA 1, ACTUATOR, METAL WASHERS, O-RINGS, SEALS, , FOR BETTIS VALVE ACTUATOR, MODEL CB525-SR60 AND BETTIS ESL-4, 5 & 10 | 1 | B | 48200 SE
BPX660Q | AL | D-B-13-402-000 | 1 | KIT | KIT, PARTS, QA 0, TOOL KIT, CONTROL ROD DRIVE; DRIVE, DWG 284X404G001, REV 1, C/O | 0 |  | 5120M SE
BQH116W | AL | D-B-07-202-002 | 1 | KIT | KIT, PARTS, QA 0, ACTUATOR, REPAIR KIT, ACTUATOR; COMPREHENSIVE KIT-, O-RING, SEALS & TOOLS, | 0 | B | 48200 SE
BQH116W | AL | D-B-16-000-001 | 3 | KIT | KIT, PARTS, QA 0, ACTUATOR, REPAIR KIT, ACTUATOR; COMPREHENSIVE KIT-, O-RING, SEALS & TOOLS, | 0 | B | 48200 SE
BQM698N | AL | D-B-25-302-002 | 5 | KIT | KIT, PARTS, QA 3, SERVICE KIT, ; BIOFILM PROBE 5 1/4" 316 STAINLESS STEEL BODY, C/W TOOL | 3 |  | 4710Y SE
BQN042W | AL | D-A-21-201-001 | 1 | KIT | KIT, PARTS, QA 0, MODIFICATION KIT, ; FOR DUAL HOOK FUEL GRAPPLE HEADS, PER GE SIL 181 S | 0 | C | 4470C SE
BQN405W | AL | A-A-01-000-001 | 1 | KIT | KIT, PARTS, QA 1, PARTS KIT, CONTROLLER; C/W ADJUSTMENT SCREW P/N 62108B,FOR CONTROLLER | 1 | B | 6695D SE
BQR814T | AL | A-A-01-000-001 | 1 | KIT | KIT, PARTS, QA 3, PARTS KIT, COMPRESSOR; REPAIR,INLET AND DISCHARGE VALVES, AND | 3 | B | 4310I SE
BQW613M | AL | D-A-02-201-003 | 2 | KIT | KIT, PARTS, QA 0, ACCESSORY KIT, MECHANICAL JOINT; C/O GLAND,BOLTS,NUTS AND RUBBER | 0 |  | 4730P SE
BQY918L | AL | F-A-17-201-000 | 33 | KIT | KIT, PARTS, QA 1, SEALING KIT, ELECTRICAL; TYPE: HEATSHRINKABLE, APPLICATION: END TYPE | 1 | B | 5970B SE
BQY942P | AL | F-A-35-301-000 | 255 | KIT | KIT, PARTS, QA 1, SEALING KIT, ELECTRICAL; TYPE: HEATSHRINKABLE, APPLICATION: END TYPE | 1 | B | 5970B SE
BRD461R | AL | A-A-01-000-001 | 16 | KIT | KIT, PARTS, QA 1, SEAL KIT, PUMP; WATER, C/O SEAL RETAINER, SEALS, BUSHING, GASKETS, & | 1 | C | 2910O SE
BRQ842L | AL | D-A-02-201-007 | 1 | KIT | KIT, PARTS, QA 0, CONNECTOR KIT, HOSE; ACTION CONTROL CENNECTION KIT,CONSISTING OF 4 EA | 0 | C | 4730P SE
BTA635V | AL | A-A-01-000-001 | 16 | KIT | KIT, PARTS, QA 3, MOTOR KIT, ; CHECK VALVE, FOR UPPER BEARING ASSY, FOR REACTOR COOLANT | 3 | B | 6105D SE
BTR093F | AL | A-A-01-000-001 | 1 | KIT | KIT, PARTS, QA 0, GASKET, KIT; AND VALVE PLATE FOR DUNHAM-BUSH COMPRESSOR M/N-204UPHP | 0 | C | 4520N SE
BTR551L | AL | A-A-01-000-001 | 1 | KIT | KIT, MOUNTING, QA 0, MODIFICATION KIT, VALVE; FOR USE WITH MODEL 2000N #21 MOUNTING PLATE | 0 | B | 48200 SE
BTR555C | AL | A-A-01-000-001 | 1 | KIT | KIT, MOUNTING, QA 0, MODIFICATION KIT, VALVE; FOR USE WITH MODEL 4000N #41-81 MOUNTING | 0 | B | 48200 SE
BTR556A | AL | A-A-01-000-001 | 1 | KIT | KIT, MOUNTING, QA 0, MODIFICATION KIT, VALVE; FOR USE WITH MODEL 8000N #41-81 MOUNTING | 0 | B | 48200 SE
BVD549Y | AL | D-A-32-104-001 | 1 | KIT | KIT, PARTS, QA 0, HAND AND FOOT ASSY, EYEWASH STATION; MODEL # S45-572, C/O "S" HOOKS | 0 | B | 4230E SE
BVF042E | AL | A-A-01-000-001 | 2 | KIT | KIT, MOUNTING, QA 0, MOUNTING, ; FUSE, NON-DISCONNECTING TYPE, SIZE A, 23000 FUSE VOLTAGE | 0 | B | 3405L SE
BVJ044T | AL | A-A-01-000-001 | 2 | KIT | KIT, PARTS, QA 1, PARTS KIT, RELAY; 0257A9680G1, RETROFIT, FOR GE HFA54E218F RELAYS, 250 | 1 | B | 5945D SE
BWF428T | AL | F-A-15-102-000 | 1 | KIT | KIT, PARTS, QA 1, VALVE, SEAL, VALVE; KIT, BLACK UHMWPE, COLORED WITH MINIMUM 0.1 TO MAXIMUM | 1 | B | 48200 SE
BWK219F | AL | D-A-13-302-009 | 13 | KIT | KIT, MOUNTING, QA 3, BOLT, DOOR HARDWARE; STEEL, SEX BOLT/MACHINE SCREW, 5/16" X 1-9/16" | 3 |  | 4710Y SE
BWK220A | AL | D-A-10-302-006 | 20 | KIT | KIT, MOUNTING, QA 3, BOLT, DOOR HARDWARE; STEEL, SEX BOLT/MACHINE SCREW, 1/2" X 1-9/16" | 3 |  | 4710Y SE
BWT358W | AL | D-A-32-401-005 | 34 | KIT | KIT, PARTS, QA 1, HARDWARE, MONITOR; GUIDE PRINTED CIRCUIT BOARD *** | 1 |  | 7020R SE
BWT360M | AL | D-A-32-401-005 | 84 | KIT | KIT, PARTS, QA 1, HARDWARE, MONITOR; TAB, CARD, GUIDE, LOCKING *** | 1 |  | 7020R SE
BWX830T | AL | A-A-01-000-001 | 2 | KIT | KIT, PARTS, QA 3, PARTS KIT, VALVE; COMPLETE WITH FLANGE AND GASKET, FOR 2 IN 150# | 3 | B | 48200 SE
BXF598T | AL | P-A-LL-ET0-113 | 1 | KIT | KIT, PARTS, QA 0, REPAIR KIT, ACTUATOR; FOR CONTROL VALVE ACTUATOR *** | 0 | C | 48200 SE
BXJ118L | AL | P-A-LL-ET0-111 | 1 | KIT | KIT, PARTS, QA 1, CONNECTOR ASSY, ELECTRICAL; TRANSIENT SHIELD J-BOX, INCLUDES INPUT AND | 1 | C | 5935B SE
BXL818D | AL | A-A-01-000-001 | 2 | KIT | KIT, PARTS, QA 3, FIRE PROTECTION, SCREEN, GASKETS, CARTRIDGE, CYLINDER ASSY, FIRE PROTECTION; ODORIZER,DWG FA-24824, WITH | 3 | B | 4210N SE
BXP307Q | AL | A-A-01-000-001 | 1 | KIT | KIT, PARTS, QA 1, PARTS KIT, VALVE; CONSISTING OF ONE (1) EA EPDM THRUST COVER | 1 | B | 48200 SE
BXR681L | AL | A-A-01-000-001 | 16 | KIT | KIT, PARTS, QA 2, SPLICING KIT, ELECTRICAL; HIGH VOLTAGE SPLICE KIT, RAYCHEM P/N HVS824S | 2 | B | 5970B SE
BYJ645N | AL | F-A-11-202-002 | 1 | KIT | KIT, PARTS, QA 0, SEAL, AIR COMPRESSOR; KIT, 1ST STAGE, FOR 1CV SERVICE AIR COMPRESSOR | 0 | B | 4310I SE
BYJ646L | AL | A-A-01-000-001 | 1 | KIT | KIT, PARTS, QA 0, SEAL, AIR COMPRESSOR; KIT, 2ND STAGE, FOR 1CV SERVICE AIR COMPRESSOR | 0 | B | 4310I SE
BYK232B | AL | A-A-01-000-001 | 3 | KIT | KIT, PARTS, QA 0, PARTS KIT, PUMP; VACUUM PUMP, MODEL AT-2004E, 1ST STAGE, 1 EA LOCKNUT- | 0 | B | 4310I SE
BYL805H | AL | A-A-01-000-001 | 62 | KIT | KIT, PARTS, QA 1, SPLICING KIT, ELECTRICAL; HEAT SHRINKABLE, 3 CONDUCTORS, IN-LINE TYPE, | 1 | B | 5970B SE
BYM887E | AC | - - - - | 37 | KIT | KIT, PARTS, QA 1, SPLICING KIT, ELECTRICAL; HEAT SHRINKABLE, 2 CONDUCTORS, CABLE JACKET | 1 | B | 5970B SE
BYN886B | AC | - - - - | 2 | KIT | KIT, PARTS, QA 1, SERVICE KIT, ACTUATOR; FOR G.H. BETTIS MODEL NO. 301C-SR11 *** | 1 | B | 48200 SE
BYQ483P | AL | F-B-10-101-000 | 2 | KIT | KIT, PARTS, QA 1, CONVERSION KIT, CIRCUIT BREAKER; AMPTECTOR FOR 600 AMP GE AK-6A-25 | 1 | B | 5925B SE
BYQ486H | AL | D-A-20-302-000 | 1 | KIT | KIT, PARTS, QA 1, CONVERSION KIT, CIRCUIT BREAKER; AMPTECTOR FOR 600 AMP GE AK-6A-25 | 1 |  | 5925B SE
CAB913G | AL | D-A-32-104-001 | 4 | KIT | KIT, PARTS, QA 3, PARTS KIT, PUMP; KOPKIT, FOR PULSAFEEDER MODEL 680-6-E, PUMP S/N | 3 | C | 4320U SE
CAJ709C | AL | D-A-02-202-003 | 2 | KIT | KIT, PARTS, QA 0, PARTS KIT, PUMP; FOR VIKING MODEL LS4125R PUMP *** | 0 | B | 4320U SE
CAK517F | AL | 1-B-14-000-001 | 1 | KIT | KIT, PARTS, QA 0, UPGRADE KIT, CLEANING SYSTEM; KIT CONSISTING OF, 1 EA A/B SLC500 PLC | 0 | B | 5130U SE
CAP629F | AL | D-A-02-202-001 | 2 | KIT | KIT, PARTS, QA 0, PARTS KIT, STEAM TRAP; FOR SERIES 40 CLASS 600 LB, 1-1/2 IN *** | 0 | B | 4730P SE
CBE602D | AL | A-A-01-000-001 | 5 | KIT | KIT, PARTS, QA 0, REPAIR KIT, VALVE; FOR 1 INCH SOLENOID VALVE,15.4W,120VAC,125PSI,60HZ | 0 | B | 48200 SE
CBE682K | AL | F-A-05-102-000 | 1 | KIT | KIT, PARTS, QA 0, MODIFICATION KIT, RELAY; RETROFIT, WITH GREEN CORRESPONDING NAME | 0 | C | 5945D SE
CDG283B | AL | D-A-18-301-007 | 10 | KIT | KIT, PARTS, QA 1, REBUILD KIT, VALVE; FOR MODEL 1/2 SMS-S-02-5 MSRV PILOT SOLENOID | 1 |  | 48200 SE
CDG399P | AL | F-A-29-202-000 | 1 | KIT | KIT, PARTS, QA 0, SPRING KIT, VALVE; FOR MODEL 1/4 VALVE POSITIONER. PSIG 3-15, CONSIST | 0 | B | 48200 SE
CDV047M | AL | F-A-10-109-001 | 2 | KIT | KIT, PARTS, QA 1, KIT, ACTUATOR; PUMP KIT, MODEL NH9462002N167 *** | 1 | B | 48200 SE
CDV047M | AL | Z-A-06-000-001 | 3 | KIT | KIT, PARTS, QA 1, KIT, ACTUATOR; PUMP KIT, MODEL NH9462002N167 *** | 1 | B | 48200 SE
CEA924P | AL | F-A-24-102-000 | 3 | KIT | KIT, PARTS, QA 1, SEAL, HYDRAMOTOR, FOR ASCO HYDRAMOTOR MODEL NH91J6002N23 | 1 | B | 48200 SE
CEA925M | AL | F-A-24-102-000 | 2 | KIT | KIT, PARTS, QA 1, ACTUATOR, HYDRAMOTOR, CYLINDER KIT FOR ASCO HYDRAMOTOR MODEL NH91J6002N23 | 1 | B | 48200 SE
CED318V | AL | A-A-01-000-001 | 1 | KIT | KIT, PARTS, QA 1, REPAIR KIT, ACTUATOR; CONSISTING OF ITEM 6 STEM BEARING 1-1/2"-2"(2 | 1 | B | 48200 SE
CEE803G | AL | D-B-29-302-000 | 1 | KIT | KIT, PARTS, QA 3, VALVE, 4 IN, REBUILD CONVERSION KIT TO BE USED TO CONVERT | 3 |  | 48200 SE
CEG406G | AL | D-A-24-202-005 | 3 | KIT | KIT, PARTS, QA 0, PARTS KIT, HYDRAULIC JACK; P/N 500012, MODEL NO. 100-12-120 *** | 0 |  | 5120M SE
CEG657M | AL | A-A-01-000-001 | 16 | KIT | KIT, PARTS, QA 0, KIT, SECURITY SYSTEM; HEATER, 120V, 90W, CONTINUOUS DUTY, FOR SECURITY | 0 | C | 6350B SE
CET259E | AL | D-B-17-201-001 | 1 | KIT | KIT, PARTS, QA 3, GLOBE VALVE, SCREW SPINDLE, ITEM # 32 WITH WASHER, FOR 2 1/2" GLOBE VALVE, | 3 |  | 48200 SE
CEV176D | AL | D-A-20-302-003 | 2 | KIT | KIT, PARTS, QA 1, KIT, REPAIR; TYPE: ACTUATOR *** FOR WORCESTER ACTUATOR B34SHM2, SERIES | 1 |  | 48104 SE
CGJ357B | AL | D-B-17-201-000 | 2 | KIT | KIT, PARTS, QA 1, DAMPER, FOR BACKDRAFT DAMPER 12" X 12", DRAWING N1312-WBBD-12-CT, PREFERRED | 1 |  | 4320U SE
CHV205F | AL | D-A-18-402-002 | 1 | KIT | KIT, PARTS, QA 1, INSTALLATION, TRAVEL STOP, FOR TYPE 657-8, SIZE 46 IN. FISHER ACTUATOR, | 1 | B | 6695D SE
CJE973W | AL | D-A-32-202-001 | 6 | KIT | KIT, PARTS, QA 3, TUFLINE 166BW PLUG VALVE, 3 IN, UHMWP SLEEVE W/O RELIEF HOLES, UHMWP DIAPHRAGM, UHMWP DELTA RING, METAL DIAPHRAGM, STATIC | 3 |  | 48200 SE
CJM427L | AL | D-A-21-201-000 | 1 | KIT | KIT, PARTS, QA 1, REBUILD, KIT FOR CONTROL BAY CHILLER | 1 |  | 48200 SE
CKA816V | AL | F-A-03-101-000 | 1 | KIT | KIT, PARTS, QA 1, BREAKER, CONVERSION, CONVERSION KIT, CIRCUIT BREAKER, WESTECTOR FOR 225 AMP GE AK-6A-15 | 1 | B | 5925B SE
CKJ170L | AL | D-A-22-301-000 | 8 | KIT | KIT, PARTS, QA 0, INTERIM POINT | 0 |  | 5925B SE
CKJ170L | AL | D-A-20-302-002 | 10 | KIT | KIT, PARTS, QA 0, INTERIM POINT | 0 |  | 5925B SE
CKT661C | AL | D-A-29-201-002 | 2 | KIT | KIT, PARTS, QA 1, ACTUATOR, 1-1/2 IN, BALL VALVE REPAIR KIT, MODEL # A411B.R8, 300 WOG, 4 BOLT STYLE | 1 |  | 3110B SE
ABH342B | AL | M-A-12-000-002 | 2 | KIT | KIT, PARTS, QA 0, PARTS KIT, LINEAR DIR CNTL VLV; CONSISTS OF 3 EACH FILTER P/N | 0 | P | 48200 SE
ACG685B | AL | P-A-LL-ET0-042 | 2 | KIT | KIT, PARTS, QA 0, STEAM TRAP, 1 IN, REPAIR, FOR 1 IN C250ESWR IMPULSE STEAM TRAP | 0 | P | 4730P SE
ADN081X | AL | L-A-09-000-002 | 1 | KIT | KIT, PARTS, QA 0, PARTS KIT, ; REPAIR, MECHANICAL, FOR SNAP LOCK LIMIT SWITCH | 0 | P | 59300 SE
ADN281Y | AL | L-A-09-000-002 | 1 | KIT | KIT, PARTS, QA 0, PARTS KIT, ; REPAIR, ELECTRICAL, FOR SNAP LOCK LIMIT SWITCH | 0 | P | 59300 SE
ADN381T | AL | L-A-09-000-002 | 1 | KIT | KIT, PARTS, QA 0, PARTS KIT, ; LEVER SHAFT, FOR SNAP LOCK LIMIT SWITCH, EA080-11100 *** | 0 | P | 59300 SE
ADV133L | AL | T-A-05-000-002 | 21 | KIT | KIT, PARTS, QA 0, REFILL PACK, KIT; OXYGEN, WATER TESTING, 30 CHEMETS, FOR KIT | 0 | B | 6630D SE
AFG887C | AL | M-A-08-000-002 | 1 | KIT | KIT, PARTS, QA 1, PARTS KIT, VALVE; C/O FILTER AND SEAL KIT, FOR SNUBBER CONTROL VALVE | 1 | P | 48200 SE
AGD286G | AL | M-A-07-000-002 | 6 | KIT | KIT, PARTS, QA 0, PARTS KIT, COMPRESSOR; REPAIR, 1000 HR, C/O AIR FILTER ELEMENT | 0 | P | 4310I SE
AGN470L | AL | L-A-09-000-002 | 2 | KIT | KIT, PARTS, QA 0, PARTS KIT, ; BODY, FOR BARKSDALE PRESSURE SWITCH, CAT TC9622-3, 7000 | 0 | P | 59300 SE
AGN570G | AL | L-A-09-000-002 | 4 | KIT | KIT, PARTS, QA 0, PARTS KIT, ; FITTING, FOR BARKSDALE PRESSURE SWITCH, CAT TC9622-3 | 0 | P | 59300 SE
AHH995P | AL | L-A-03-000-002 | 1 | KIT | KIT, PARTS, QA 0, VALVE, (1) SNAP RING, (1) O-RING, (1) HUB, (3) SEALS, (2) GASKETS, (1) STRIP, PARTS KIT, VALVE; REPAIR, AIR, C/O 1 EA O-RI | 0 | P | 48200 SE
AJD737W | AL | L-A-09-000-002 | 3 | KIT | KIT, PARTS, QA 0, TERMINAL KIT, ELECTRICAL; ELEC, C/O 1 EA TERMINAL BASE, 1 EA COVER, 7 | 0 | P | 5970B SE
AJJ948M | AL | P-A-LL-ET0-063 | 2 | KIT | KIT, PARTS, QA 0, VALVE, (1) SEAT, (3) SEALS, (1) GASKET, SEAL KIT, VALVE; VALVE, C/O 1 EA SEAT, 3 EA SEALS & 1 EA GASKET, FOR | 0 | B | 48200 SE
AKY045K | AL | L-A-13-000-002 | 1 | KIT | KIT, PARTS, QA 0, PARTS KIT, CYLINDER; AIR, FOR PRESS, MODEL HP-4A, S/N 6487 *** | 0 | P | 3405L SE
AKY145Q | AL | L-A-13-000-002 | 1 | KIT | KIT, PARTS, QA 0, WASHERS, O-RING, GASKETS, PARTS KIT, CYLINDER; AIR, CONSISTING OF O-RINGS, GASKETS, AND WASHERS | 0 | P | 3405L SE
ALW364G | AL | M-A-08-000-002 | 1 | KIT | KIT, PARTS, QA 0, PARTS KIT, RELAY; FOR TRANSMITTER, TEMPERATURE, ELECTRIC, SENSAIRE | 0 | P | 5945D SE
ALW438D | AL | M-A-10-000-002 | 28 | KIT | KIT, PARTS, QA 0, TEST KIT, MICROB MONITOR; MICRO-ORGANISM, BORON OIL CO MICROB MONITOR | 0 | P | 6630D SE
APT218K | AL | M-A-04-000-002 | 26 | KIT | KIT, PARTS, QA 3, GASKET, ASSORTMENT; FIBER PAPER, WATER PUMP, ENGINE GASEKT KIT, FOR | 3 | P | 2910O SE
AQR824Y | AL | M-A-06-000-002 | 1 | KIT | KIT, PARTS, QA 2, ; INCLUDES PISTON RING, ROD PACKING AND GASKET; FOR 7 X 4 ESV-1PNL CO | 2 | P | 4310I SE
AQR824Y | AL | T-A-05-000-002 | 5 | KIT | KIT, PARTS, QA 2, ; INCLUDES PISTON RING, ROD PACKING AND GASKET; FOR 7 X 4 ESV-1PNL CO | 2 | P | 4310I SE
ARE420M | AL | I-A-17-000-002 | 2 | KIT | KIT, PARTS, QA 0, PARTS KIT, FILTER; CERAMIC FILTER REPAIR, C/O ONE EACH TUBE OF GLUE | 0 | P | 4330N SE
ARH999X | AL | M-A-16-000-002 | 3 | KIT | KIT, PARTS, QA 3, PARTS KIT, SOLENOID VALVE; FOR GSFTX8320A180 *** | 3 | P | 48200 SE
ARK203R | AL | M-A-04-000-002 | 10 | KIT | KIT, PARTS, QA 3, PARTS KIT, VALVE; REPAIR, FOR MODEL U8320B15M0 *** | 3 | P | 48200 SE
ART990D | AL | T-A-01-000-002 | 2 | KIT | KIT, PARTS, QA 2, PLUG, PIPE; KIT, ORIFICE, FOR COMPRESSOR, MODEL 408 DHF AND 509 DHFQ | 2 | C | 4730P SE
ATJ413C | AL | M-A-01-000-002 | 1 | KIT | KIT, PARTS, QA 0, ROD ASSY, VALVE; OPERATING, C/O 1 EA ROD, REF8,AND 1EA WASHER, REF 9 | 0 | P | 48200 SE
ATL643G | AL | T-A-01-000-002 | 2 | KIT | KIT, PARTS, QA 0, PARTS KIT, ELECTRIC MOTOR; HUB,FOR RIBBON DRIVE MOTOR, 32VOLT, ON | 0 | P | 6105D SE
ATR097E | AL | T-A-05-000-002 | 10 | KIT | KIT, PARTS, QA 0, MODIFICATION KIT, ; CONVERSION,FOR DOVER ELEVATORS *** | 0 | C | 3960D SE
ATT057M | AL | T-A-12-000-002 | 1 | KIT | KIT, PARTS, QA 0, PARTS KIT, ; K&R ADDER, FOR MODEL 300 TERMINET PRINTER, OR WESTGHOUSE | 0 | P | 7021A SE
ATV694T | AL | M-A-08-000-002 | 3 | KIT | KIT, PARTS, QA 3, (1) DIAPHRAGM, (1) WASHER, , DIAPHRAGM ASSY: BLACK RUBBER, WASHER: GREEN RUBBER, FOR SAFETY | 3 | P | 48200 SE
ATX964D | AL | M-A-15-000-002 | 1 | KIT | KIT, PARTS, QA 0, PARTS KIT, CHECK VALVE; REPAIR,FOR MODEL 329-740270, FIG 329,008.000 | 0 | P | 48200 SE
AVA031L | AL | M-A-06-000-002 | 1 | KIT | KIT, PARTS, QA 0, PARTS KIT, SOLENOID VALVE; FOR 002.000 IN,ELECTROMAGNETIC RESET,CAT NO | 0 | P | 48200 SE
AVA199N | AL | M-A-06-000-002 | 1 | KIT | KIT, PARTS, QA 3, PARTS KIT, LINEAR DIR CNTL VLV; REPAIR,SEAT,FOR 002.000 IN, WATER,NO | 3 | P | 48200 SE
AVL885H | AL | M-A-10-000-002 | 1 | KIT | KIT, PARTS, QA 2, REPAIR KIT, REFRIG COMPRESSOR; THRUST BEARING,FOR PACKAGE CHILLER | 2 | P | 4520N SE
AVY760X | AL | M-A-02-000-002 | 1 | KIT | KIT, PARTS, QA 0, PARTS KIT, VALVE; REPAIR, FOR 000.750 INCH TEMPERATURE CONTROL VALVE | 0 | P | 48200 SE
AWE128K | AL | M-A-04-000-002 | 3 | KIT | KIT, PARTS, QA 0, PARTS KIT, ; REPAIR, FOR DECWRITER III, KEYBOARD PRINTER TERMINAL *** | 0 | P | 7021A SE
AWL499G | AL | T-A-05-000-002 | 2 | KIT | KIT, PARTS, QA 3, GASKET, SET; C/O 2 RUBBER O-RING AND 1 FLAT RUBBER GASKET, FOR FALK | 3 | B | 3040D SE
AWM800M | AL | M-A-16-000-002 | 9 | KIT | KIT, PARTS, QA 3, LATCH, KIT; METAL/CONVERSION KIT FOR MODELS A45P, 43AP, 45P AND 43EP | 3 | P | 6695D SE
AWN811Y | AL | T-A-01-000-002 | 3 | KIT | KIT, PARTS, QA 0, PARTS KIT, ; ROLLER, TENSION IDLER, FOR DISK DRIVE, MODEL D3000, S/N | 0 | C | 7021A SE
AXA625K | AL | T-A-05-000-002 | 5 | KIT | KIT, PARTS, QA 0, REFILL PACK, KIT; CONSISTING OF SYRINGE AND ELECTROCHEMICAL GEL, FOR | 0 | B | 6630D SE
AXB344N | AL | I-A-17-000-002 | 2 | KIT | KIT, PARTS, QA 0, PARTS KIT, VALVE; INTERNAL, LESS SEAT, BUNA-N DIAPHRAGM, FOR 1 IN | 0 | P | 48200 SE
AXB345L | AL | I-A-17-000-002 | 2 | KIT | KIT, PARTS, QA 0, VALVE, INTERNAL, LESS SEAT, BUNA-N DIAPHRAGM, FOR 1 IN | 0 | C | 48200 SE
AXB346J | AL | I-A-17-000-002 | 2 | KIT | KIT, PARTS, QA 0, VALVE, INTERNAL, LESS SEAT, BUNA-N DIAPHRAGM, FOR 1.5 IN | 0 | B | 48200 SE
AXB347G | AL | I-A-17-000-002 | 2 | KIT | KIT, PARTS, QA 0, VALVE, INTERNAL, LESS SEAT, BUNA-N- DIAPHRAGM, FOR 1.5 IN | 0 | B | 48200 SE
AXB348E | AL | I-A-17-000-002 | 2 | KIT | KIT, PARTS, QA 0, VALVE, INTERNAL, LESS SEAT, BUNA-N DIAPHRAGM, FOR 3 IN | 0 | B | 48200 SE
AXD751Y | AL | L-A-09-000-002 | 1 | KIT | KIT, PARTS, QA 0, GASKET MATERIAL, (1) O-RING, (1) SLEEVE, (4) SEALS, (2) GASKETS, (1) SNAP RING, PARTS KIT, CYLINDER; CONSISTING OF ONE EA | 0 | P | 48200 SE
AXD751Y | AL | L-A-13-000-002 | 2 | KIT | KIT, PARTS, QA 0, GASKET MATERIAL, (1) O-RING, (1) SLEEVE, (4) SEALS, (2) GASKETS, (1) SNAP RING, PARTS KIT, CYLINDER; CONSISTING OF ONE EA | 0 | P | 48200 SE
AXD900L | AL | M-A-16-000-002 | 5 | KIT | KIT, PARTS, QA 1, PARTS KIT, SOLENOID VALVE; RUBBER, FOR 000.375 IN, AIR START SOLENOID | 1 | P | 2910O SE
AXD900L | AL | M-A-15-000-002 | 9 | KIT | KIT, PARTS, QA 1, PARTS KIT, SOLENOID VALVE; RUBBER, FOR 000.375 IN, AIR START SOLENOID | 1 | P | 2910O SE
AXP525L | AL | M-A-13-000-002 | 1 | KIT | KIT, PARTS, QA 0, PARTS KIT,PROCESSOR, ; SUBASSEMBLY, FOR DIGITAL PROCESSOR, MODEL PDP | 0 | P | 7021A SE
AXV312H | AL | M-A-01-000-002 | 1 | KIT | KIT, PARTS, QA 0, PARTS KIT, CHECK VALVE; C/O SEAT REF 2, DISK REF 3, SPRING REF 4 | 0 | P | 48200 SE
AXY470T | AL | M-A-10-000-002 | 18 | KIT | KIT, PARTS, QA 0, MOTOR, SCREWS, NUTS, SEAL KIT, ; CAST IRON, SHAFT AND OPPOSITE END, COMPLETE WITH SCREWS | 0 | P | 6105D SE
AXY533H | AL | M-A-05-000-002 | 1 | KIT | KIT, PARTS, QA 1, CABLE KIT, ; FEED THROUGH, 1/C, 250 KCMIL, N45097-01, CONDUCTOR | 1 | P | 6150E SE
AYC605A | AL | L-A-09-000-002 | 3 | KIT | KIT, PARTS, QA 0, BRACKET KIT, ; EIGHT BRACKETS PER KIT, FOR TYPE CR120A RELAY *** | 0 | P | 5945D SE
AYD879X | AL | M-A-07-000-002 | 2 | KIT | KIT, PARTS, QA 3, SEAL KIT, ; C/O ONE EACH WIPER, P/N 026586, ONE EACH ROD PACKING, P/N | 3 | P | 48200 SE
AYF833C | AL | M-A-06-000-002 | 1 | KIT | KIT, PARTS, QA 3, SEAL KIT, ACTUATOR; RUBBER, EPT, C/O BODY P/N 532005 AND CYLINDER P/N | 3 | P | 48200 SE
AYG904B | AL | M-A-01-000-002 | 3 | KIT | KIT, PARTS, QA 0, PARTS KIT, GLOBE VALVE; C/O ONE EACH METAL SEAL, TWO EACH GASKETS, FOR | 0 | P | 48200 SE
BAP625Y | AL | M-A-16-000-002 | 3 | KIT | KIT, PARTS, QA 3, PARTS KIT, PRESS REG VALVE; FOR VALVE, 0.25 IN, THREADED INTERNAL, 200 | 3 | P | 48200 SE
BBT509C | AL | L-A-03-000-002 | 8 | KIT | KIT, PARTS, QA 0, (1) CONTACT ASSEMBLY, (3) SCREWS, (8) CONTACTS, CONTACT CARRIER ASSY, ; STATIONARY, 8 CONTACTS, C/O 1 EA CONTACT ASSY | 0 | P | 59300 SE
BBY112J | AL | M-A-15-000-002 | 2 | KIT | KIT, PARTS, QA 1, REPAIR KIT, ; FOR MONITOR RADIATION, MODEL DAM-4 *** | 1 | P | 6630D SE
BCC137Q | AL | M-A-13-000-002 | 1 | KIT | KIT, PARTS, QA 0, PARTS KIT, CONTROLLER; CONSISTING OF 3 EA PRINTED CIRCUIT BOARDS | 0 | P | 6695D SE
BCL908N | AL | M-A-07-000-002 | 3 | KIT | KIT, PARTS, QA 3, PARTS KIT, PUMP; FOR PUMP, ROTARY BLOWER, MODEL57-3202.5 ON ISOLINETIC | 3 | P | 4320U SE
BCY225Y | AL | T-A-06-000-002 | 2 | KIT | KIT, PARTS, QA 1, GASKET AND SEAL SET, ; C/O VARIOUS TYPE AND SIZE GASKETS AND SEALS | 1 | P | 48200 SE
BEH501Q | AL | M-A-08-000-002 | 1 | KIT | KIT, PARTS, QA 1, PARTS KIT, SWITCH; CONSISTING OF LEVER SHAFT AND O-RING ASSEMBLY, FOR | 1 | P | 59300 SE
BFB276W | AL | M-A-13-000-002 | 4 | KIT | KIT, PARTS, QA 0, PARTS KIT, REFRIGERATION; PUMP SERVICE, COMPLETE, FOR REFRIGERATION | 0 | P | 4520N SE
BFB277T | AL | M-A-13-000-002 | 2 | KIT | KIT, PARTS, QA 0, PARTS KIT, REFRIGERATION; PUMP SERVICE, COMPLETE, FOR REFRIGERATION | 0 | P | 4520N SE
BFB278Q | AL | M-A-13-000-002 | 2 | KIT | KIT, PARTS, QA 0, PARTS KIT, REFRIGERATION; TOP CAP ASSEMBLY, FOR REFRIGERATION | 0 | P | 4520N SE
BFB279N | AL | M-A-13-000-002 | 2 | KIT | KIT, PARTS, QA 0, PARTS KIT, REFRIGERATION; RESERVOIR, COMPLETE, FOR REFRIGERATION | 0 | P | 4520N SE
BFG151P | AL | M-A-09-000-002 | 1 | KIT | KIT, PARTS, QA 3, PARTS KIT, MONITOR; COMPLETE, FOR HIGH RADIATION SAMPLING SYSTEM | 3 | P | 6630D SE
BFN026J | AL | M-A-10-000-002 | 20 | KIT | KIT, PARTS, QA 2, PARTS KIT, POWER SUPPLY; DOUBLE DIODE,ONE EACH RESISTOR600 OHM, TW | 2 | P | 6130S SE
BFP737L | AL | L-A-13-000-002 | 1 | KIT | KIT, PARTS, QA 0, DOOR, SCREWS, KEEPER, LATCH, ASSY; DOOR, CHROME FINISH, COMPLETE WITH SCREWS AND KEEPER, FOR | 0 | P | 3405L SE
BFW861R | AL | T-A-01-000-002 | 1 | KIT | KIT, PARTS, QA 2, PARTS KIT, SOLENOID VALVE; FOR VALVE, MODEL NP831654V, 120 VAC *** | 2 | P | 48200 SE
BFW862P | AL | M-A-03-000-002 | 4 | KIT | KIT, PARTS, QA 2, PARTS KIT, SOLENOID VALVE; FOR VALVE, MODEL 206-381-3RVU,125 VDC *** | 2 | P | 48200 SE
BGB371W | AL | B-A-11-000-002 | 8 | KIT | KIT, PARTS, QA 0, PARTS KIT, PUMP; MISCELLANEOUS GAUGES, REGULATORS, THERMOCOUPLES AND | 0 | P | 4320U SE
BGB494C | AL | L-A-09-000-002 | 3 | KIT | KIT, PARTS, QA 1, TERMINATION KIT, ELECTRICAL; CABLE, FOR GAMMA RADIATION MONITORING | 1 | B | 5970B SE
BGB599X | AL | B-A-11-000-002 | 2 | KIT | KIT, PARTS, QA 0, PARTS KIT, PIPE FITTING; C/O MISC PIPE FITTINGS CRATE NO 53953 *** | 0 | P | 4730P SE
BGP112P | AL | I-A-09-000-002 | 20 | KIT | KIT, PARTS, QA 0, TEST KIT, FACEPIECE; FIT-CHECK, ISOAMYL ACETATE, AMPOULE TYPE, 10 PER | 0 | P | 4240P SE
BHD234N | AL | L-A-03-000-002 | 70 | KIT | KIT, PARTS, QA 1, PARTS KIT, SWITCH; CONSISTING OF LEVER SHAFT AND O-RING ASSEMBLY P/N | 1 | P | 59300 SE
BHD494V | AL | T-A-06-000-002 | 4 | KIT | KIT, PARTS, QA 1, GASKET AND SEAL SET, ; NUCLEAR, C/O SEVEN ANCHORTE 425 AND/OR BLUEGARD | 1 | P | 48200 SE
BHD496P | AL | T-A-06-000-002 | 1 | KIT | KIT, PARTS, QA 1, GASKET AND SEAL SET, ; C/O SEVEN ANCHORITE 425 AND/ORBLUEGARD GASKETS | 1 | P | 48200 SE
BHR613G | AL | L-A-09-000-002 | 3 | KIT | KIT, PARTS, QA 0, PARTS KIT, BUTTERFLY VALVE; STEM BEARING, C/O THREE EACH SLEEVES, 1 OD | 0 | P | 48200 SE
BJH163Q | AL | T-A-06-000-002 | 2 | KIT | KIT, PARTS, QA 3, PARTS KIT, CONTROLLER; SPARE, FOR CONTROLLER, POSITIONER, SINGLE | 3 | P | 6695D SE
BJM448K | AL | L-A-09-000-002 | 1 | KIT | KIT, PARTS, QA 0, FUSE KIT, POWER; FOR UNINTERRUPTIBLE POWER SUPPLY, 5 KVA, MODEL F5-5 | 0 | P | 5920K SE
BJM691A | AL | M-A-04-000-002 | 1 | KIT | KIT, PARTS, QA 0, PARTS KIT, PRESS REG VALVE; C/O VALVE SPRING, O-RING, DISK HOLDER | 0 | P | 48200 SE
BJR114W | AL | T-A-06-000-002 | 2 | KIT | KIT, PARTS, QA 1, GASKET AND SEAL SET, ; C/O TWO FIBER GASKETS, 6 ID X 8 IN OD, THREE | 1 | C | 48200 SE
BJR115T | AL | T-A-06-000-002 | 3 | KIT | KIT, PARTS, QA 1, GASKET AND SEAL SET, ; C/O TWO FIBER GASKETS, 11.75 ID X 12.5 IN OD | 1 | C | 48200 SE
BJR116Q | AL | M-A-08-000-002 | 2 | KIT | KIT, PARTS, QA 1, GASKET AND SEAL SET, ; C/O TWO FIBER GASKETS, 14 ID X16.25 IN OD, FOUR | 1 | P | 48200 SE
BJV682C | AL | L-A-03-000-002 | 1 | KIT | KIT, PARTS, QA 0, COMPRESSOR, SHUT OFF VALVE, FILTER BLEED VALVE, PARTS KIT, COMPRESSOR; SHUT OFF AND FILTER BLEED VALVE REPAIR KIT, FOR | 0 | P | 4310I SE
BKB326F | AL | L-A-07-000-002 | 1 | KIT | KIT, PARTS, QA 0, SERVICE KIT, ; 2000 HOUR SERVICE KIT, FOR WORTHINGTON COMPRESSOR *** | 0 | P | 4310I SE
BKN202A | AL | L-A-09-000-002 | 3 | KIT | KIT, PARTS, QA 3, PACKING KIT, ; COMPLETE, FOR PILOT OPERATED VALVE, FOR DRYER, MODEL | 3 | P | 4440E SE
BKN696L | AL | M-A-01-000-002 | 38 | KIT | KIT, PARTS, QA 3, PARTS KIT, SOLENOID VALVE; FOR AIR DRYING UNIT AND/OR SOLENOID VALVE | 3 | B | 48200 SE
BLE721K | AL | M-A-11-000-002 | 1 | KIT | KIT, PARTS, QA 1, ADAPTER KIT, BEARING; SCREW TERMINAL, QUICK DISCONNECT, FOR USE ON | 1 | P | 6105D SE
BMD364G | AL | T-A-01-000-002 | 1 | KIT | KIT, PARTS, QA 3, PARTS KIT, STEAM TRAP; KIT WITH BUCKET P/N 0108901 FOR DRAIN TRAP | 3 | B | 4730P SE
BNB287C | AL | M-A-07-000-002 | 1 | KIT | KIT, PARTS, QA 3, PACKING AND SEAL SET, ; CONSISTING OF POLYURETHANE O-RING PREFORMED | 3 | C | 48200 SE
BNB425T | AL | L-A-07-000-002 | 5 | KIT | KIT, PARTS, QA 0, PARTS KIT, VALVE; REPAIR KIT, FOR VALVE DIRECT PILOT OPERATED, CAST | 0 | C | 48200 SE
BNB938W | AL | L-A-09-000-002 | 1 | KIT | KIT, PARTS, QA 0, COUPLING, SEAL, GASKETS, PARTS KIT, COUPLING; CONSISTING OF SEALS AND GASKETS, FOR COUPLING | 0 | P | 3040D SE
BNH004C | AL | P-A-LL-ET0-064 | 3 | KIT | KIT, PARTS, QA 1, PARTS KIT, TRANSMITTER; AISI TYPE 316 STAINLESS STEEL, CONSISTING OF | 1 | B | 6695D SE
BNH530A | AL | M-A-02-000-002 | 1 | KIT | KIT, PARTS, QA 3, PARTS KIT, VALVE; REPAIR, CONSISTING OF ONE EACH 1 IN GRADE M | 3 | P | 48200 SE
BNQ633G | AL | L-A-05-000-002 | 5 | KIT | KIT, PARTS, QA 0, TOOL KIT, TROUBLESHOOTING; NO. 11A, FOR HAKO BACK PACK CRITICAL | 0 | P | 4310I SE
BNR274D | AL | M-A-06-000-002 | 20 | KIT | KIT, PARTS, QA 3, REPAIR KIT, VALVE; FOR VALVE, REGULATING, FLUID PRESSURE, NORGREN | 3 | P | 2910O SE
BPG890A | AL | P-A-LL-ET0-082 | 2 | KIT | KIT, PARTS, QA 0, MODIFICATION KIT, ; FIT, ELECTRONIC RECORDER AND CABLE, FOR AIR | 0 | B | 6695D SE
BPK658K | AL | M-A-05-000-002 | 1 | KIT | KIT, PARTS, QA 1, PARTS KIT, ELEC PENETRATION; FEEDTHROUGH KIT, 1/C NO 2/0 AWG (1 EA | 1 | A | 5975B SE
BPN148V | AL | L-A-07-000-002 | 1 | KIT | KIT, PARTS, QA 1, PARTS KIT, CIRCUIT BREAKER; GEAR BOX, WITH MOTOR, 125 VDC, FOR CIRCUIT | 1 | B | 5925B SE
BQA472A | AL | L-A-01-000-002 | 15 | KIT | KIT, PARTS, QA 1, COIL REPLACEMENT, CAP NUT, (2) O-RING GASKETS, COVER GASKET, COIL, LOWER GASKET, O-RING SEAL, 120 VAC, 60 HZ, FOR SOLENOID | 1 | B | 5950N SE
BQC480C | AL | M-A-10-000-002 | 4 | KIT | KIT, PARTS, QA 0, PARTS KIT, VALVE; RUBBER, FOR BACKFLOW PREVENTER VALVE, 1 IN, 900 | 0 | B | 48200 SE
BQC481Y | AL | M-A-10-000-002 | 4 | KIT | KIT, PARTS, QA 0, PARTS KIT, VALVE; RUBBER, CONSISTING OF COVER AND TEST COCK, COVER | 0 | B | 48200 SE
BQC482W | AL | M-A-10-000-002 | 4 | KIT | KIT, PARTS, QA 0, PARTS KIT, VALVE; RUBBER, CONSISTING OF COVER, COVER O-RINGS, SPRING | 0 | B | 48200 SE
BQC483T | AL | M-A-10-000-002 | 4 | KIT | KIT, PARTS, QA 0, PARTS KIT, VALVE; RUBBER, CONSISTING OF COVER, RELIEF VALVE ASSY | 0 | B | 48200 SE
BQL285M | AL | M-A-04-000-002 | 1 | KIT | KIT, PARTS, QA 3, PARTS KIT, MOISTURE TRAP; C/O 1 EA SEAT,90-1;1 EA VALVE,90-2;1 EA | 3 | B | 4730P SE
BQP237H | AL | M-A-06-000-002 | 2 | KIT | KIT, PARTS, QA 0, PARTS KIT, COMPRESSOR; CYLINDER, C/W O-RINGS, FOR RECIPROCATING | 0 | B | 4310I SE
BRK473K | AL | M-A-05-000-002 | 1 | KIT | KIT, PARTS, QA 1, CABLE KIT, ; FEEDTHROUGH KIT, 36C/#16 D-TP-K, CHROMEL-ALUMEL, FOR USE | 1 | B | 5985A SE
BTC019Y | AL | M-A-05-000-002 | 2 | KIT | KIT, PARTS, QA 1, CABLE KIT, ; FEED THROUGH,1/C, 250 KCMIL LESS----P/N 48031-12------- | 1 | B | 5985A SE
BTF235J | AL | T-A-01-000-002 | 4 | KIT | KIT, PARTS, QA 3, PARTS KIT,PRESSURE G, ; HEAVY DUTY FLUSH MOUNT BRACKET FOR | 3 | B | 6695D SE
BTF238C | AL | T-A-01-000-002 | 5 | KIT | KIT, MOUNTING, QA 3, PARTS KIT,PRESSURE G, ; PIPE MOUNTING KIT, INCLUDES STEEL MOUNTING | 3 | B | 6695D SE
BTH479B | AL | M-A-01-000-002 | 1 | KIT | KIT, PARTS, QA 3, RECORDER, PARTS ; 1 PIN P/N 173680, 1 PIN P/N 173681, 1 PIN P/N 173682, 1 CARTRI | 3 | B | 6695D SE
BTL760G | AL | M-A-06-000-002 | 100 | KIT | KIT, PARTS, QA 1, TERMINATION KIT, ELECTRICAL; TYPE: HEATSHRINKABLE, APPLICATION: | 1 | B | 5970B SE
BTQ734H | AL | L-A-03-000-002 | 3 | KIT | KIT, PARTS, QA 1, RELAY, PARTS KIT, RELAY; OVERLOAD, WITHOUT HEATERS, FOR GE CONTACTOR *** | 1 | B | 5945D SE
BTQ858Y | AL | L-A-01-000-002 | 32 | KIT | KIT, PARTS, QA 0, FILTER, QUICK DISCONNECT ENDS, (3) SPARE KITS, CARTRIDGE KIT, RADIATION MONITOR; SAI IODINE FILTER CARTRIDGE HOLDER | 0 | C | 6630D SE
BTY651N | AL | L-A-09-000-002 | 3 | KIT | KIT, PARTS, QA 3, PARTS KIT, VALVE; 6 INCH MAIN RELIEF VALVE KIT, FOR 8 X 6 MI UL/FM | 3 | C | 48200 SE
BVH441Y | AL | M-A-01-000-002 | 3 | KIT | KIT, PARTS, QA 3, CONVERSION KIT, RECORDER; RECORDER HARDWARE FOR RED PENS *** | 3 | B | 6695D SE
BVH444Q | AL | M-A-01-000-002 | 4 | KIT | KIT, PARTS, QA 3, CONVERSION KIT, RECORDER; RECORDER HARDWARE FOR BLUE/GREEN PENS *** | 3 | C | 6695D SE
BVM996V | AL | L-A-11-000-002 | 18 | KIT | KIT, PARTS, QA 1, PARTS KIT, SOLENOID VALVE; O-RING/LOCKWASHER KIT, C/O FOUR O-RINGS AND | 1 | C | 48200 SE
BVP198E | AL | L-A-04-000-002 | 8 | KIT | KIT, PARTS, QA 1, RELAY, PARTS KIT, RELAY; SHADING RING FOR 12HFA54M6H UNDERVOLTAGE RELAY | 1 | C | 5945D SE
BWF403C | AL | P-A-LL-ET0-110 | 4 | KIT | KIT, PARTS, QA 1, SEAL, VALVE; KIT, BLACK UHMWPE, COLORED WITH MINIMUM 0.1 TO MAXIMUM | 1 | B | 48200 SE
BWF638F | AL | M-A-01-000-002 | 2 | KIT | KIT, PARTS, QA 3, PARTS KIT, TRANSFORMER; FLEXIBLE CONNECTOR ASSEMBLY FOR COMMON STATION | 3 | B | 5950N SE
BWQ262L | AL | P-A-LL-ET0-119 | 2 | KIT | KIT, PARTS, QA 3, GASKET, KIT; NUCLEAR SERVICE, COMPLETE WITH ALL REQUIRED NON-ASBESTO S | 3 | B | 48200 SE
BXG692X | AL | L-A-09-000-002 | 3 | KIT | KIT, MOUNTING, QA 0, CONNECTOR ASSY, ELECTRICAL; PLASTIC, GRAY, WITH MOUNTING BRACKETS | 0 | B | 5935B SE
BXG695P | AL | L-A-09-000-002 | 4 | KIT | KIT, MOUNTING, QA 0, CONNECTOR ASSY, ELECTRICAL; PLASTIC, GRAY, WITH MOUNTING BRACKETS | 0 | B | 5935B SE
BXJ412L | AL | L-A-13-000-002 | 1 | KIT | KIT, PARTS, QA 1, PARTS KIT, CHECK VALVE; SIZE 12", FOR ROCKWELL MODEL 770 JMMNY TILTING | 1 | B | 48200 SE
BXL273X | AL | L-A-13-000-002 | 2 | KIT | KIT, PARTS, QA 0, PARTS KIT, CONTROLLER; REPLACEMENT, FOR CONTROLLER, PNEUMATIC | 0 | B | 6695D SE
BXL818D | AL | L-A-03-000-002 | 3 | KIT | KIT, PARTS, QA 3, FIRE PROTECTION, SCREEN, GASKETS, CARTRIDGE, CYLINDER ASSY, FIRE PROTECTION; ODORIZER,DWG FA-24824, WITH | 3 | B | 4210N SE
BXL885X | AL | M-A-01-000-002 | 2 | KIT | KIT, PARTS, QA 3, PARTS KIT, ALARM; PCB,HERMETICALLY SEALED,KIT C/W KNOB, BRAKET,MARKING | 3 | B | 6350B SE
BXM541R | AL | L-A-04-000-002 | 3 | KIT | KIT, PARTS, QA 1, KIT, NUCLEAR INSTR SYSTEM; QLN HARDLINE EXTENSION. GE REUTER-STOKES, | 1 | B | 6695D SE
BXM562H | AL | T-A-01-000-002 | 5 | KIT | KIT, PARTS, QA 3, COIL KIT, ELECTRICAL; REBUILD KIT, FOR TRANSFER SWITCH MODEL NO. | 3 | B | 5950N SE
BXP964J | AL | L-A-13-000-002 | 6 | KIT | KIT, PARTS, QA 0, PARTS KIT, SOLENOID VALVE; REPAIR, FOR 000.250 IN NPT, CAT | 0 | C | 48200 SE
BXY060X | AL | L-A-06-000-002 | 1 | KIT | KIT, PARTS, QA 0, GENERATOR, INSTALLATION KIT, STATOR BAR; CONSIST OF: SIDE RIPPLE RINGS (110 %), | 0 | C | 6115F SE
BYM748W | AL | M-A-08-000-002 | 43 | KIT | KIT, PARTS, QA 1, SPLICING KIT, ELECTRICAL; HEAT SHRINKABLE, 2 CONDUCTORS, CABLE JACKET | 1 | B | 5970B SE
BYQ482R | AC | - - - - | 8 | KIT | KIT, PARTS, QA 1, CONVERSION KIT, CIRCUIT BREAKER; AMPTECTOR FOR 600 AMP GE AK-3A-25 | 1 | B | 5925B SE
BYQ482R | AL | L-A-11-000-002 | 17 | KIT | KIT, PARTS, QA 1, CONVERSION KIT, CIRCUIT BREAKER; AMPTECTOR FOR 600 AMP GE AK-3A-25 | 1 | B | 5925B SE
BYQ483P | AL | L-A-07-000-002 | 5 | KIT | KIT, PARTS, QA 1, CONVERSION KIT, CIRCUIT BREAKER; AMPTECTOR FOR 600 AMP GE AK-6A-25 | 1 | B | 5925B SE
BYQ487F | AL | L-A-04-000-002 | 1 | KIT | KIT, PARTS, QA 1, CONVERSION KIT, CIRCUIT BREAKER; AMPTECTOR FOR 225 AMP GE AK-6A-15 | 1 | B | 5925B SE
CBE682K | AL | L-A-14-000-002 | 6 | KIT | KIT, PARTS, QA 0, MODIFICATION KIT, RELAY; RETROFIT, WITH GREEN CORRESPONDING NAME | 0 | C | 5945D SE
CBL668E | AL | L-A-02-000-002 | 1 | KIT | KIT, PARTS, QA 0, REPAIR KIT, VALVE; FOR VALVE OPERATOR, BETIS, MODEL NO. CB-315, SERIAL | 0 | B | 48200 SE
CBL668E | AL | L-A-09-000-002 | 2 | KIT | KIT, PARTS, QA 0, REPAIR KIT, VALVE; FOR VALVE OPERATOR, BETIS, MODEL NO. CB-315, SERIAL | 0 | B | 48200 SE
CBM745H | AL | L-A-09-000-002 | 2 | KIT | KIT, PARTS, QA 0, PARTS KIT, ACTUATOR; FOR AUTOMAX ACTUATOR, MODEL 45854-00-4-3, WITH | 0 | C | 48200 SE
CBW140V | AL | I-A-09-000-002 | 1 | KIT | KIT, PARTS, QA 0, SENSOR, SENSOR KIT, OXYGEN; FOR THE BOILER 02 AND CO ANALYZERS ON ALL FOUR | 0 | C | 6695D SE
CBW248V | AL | I-A-09-000-002 | 1 | KIT | KIT, PARTS, QA 0, SENSOR KIT, OXYGEN; FOR THE BOILER O2 AND CO ANALYZERS ON ALL 4 UNITS | 0 | C | 6695D SE
CBX553H | AL | L-A-09-000-002 | 6 | KIT | KIT, PARTS, QA 3, PARTS KIT, COUPLING; BOLTS NUTS AND WASHERS FOR REXNORD THOMAS | 3 | B | 4320U SE
CDN024V | AL | P-A-LL-ET0-014 | 1 | KIT | KIT, PARTS, QA 0, PARTS KIT, VALVE; FOR 4-WAY, 4 PORT VALVE, KAHN PART NUMBER KC6077-11 | 0 | C | 48200 SE
CDN151X | AL | L-A-03-000-002 | 3 | KIT | KIT, PARTS, QA 0, PUMP, V-RING, (2) MALE ADAPTERS, (2) FEMALE ADAPTERS, PACKING, PUMP; V-RING PACKING SET FOR DURCOMETER PD-II, 1 INCH PLUNG | 0 | C | 4320U SE
CDT014A | AL | L-A-13-000-002 | 24 | KIT | KIT, PARTS, QA 0, CONVERSION, RESPIRATOR, CONVERSION KIT, RESPIRATOR; CLEAR COM V, FOR ULTRAVIEW FACEPIECE. *** | 0 | B | 4240P SE
CFJ662C | AL | L-A-09-000-002 | 5 | KIT | KIT, PARTS, QA 3, VALVE, *** COMPLETE SEAL KIT, CONSISTING OF 1 EACH PTFE SEAT, 1 EACH INCONEL | 3 | C | 48200 SE
CFK773X | AL | L-A-13-000-002 | 1 | KIT | KIT, PARTS, QA 0, VALVE, *** cylinder valve repair kit | 0 | B | 48200 SE
BTL587Q | AL | F-B-08-103-000 | 143 | KNIFE | KNIFE, TYPICAL, QA 0, KNIFE, BONING; SAFETY, MODEL 375 HD *** | 0 | C | 5120M SE
AAY664P | AL | D-A-04-202-002 | 5 | KNOB | KNOB, CONTROL, QA 0, KNOB, ; BAKELITE, BLACK, CONTROL *** | 0 |  | 48200 SE
AEF990A | AL | D-A-13-302-011 | 3 | KNOB | KNOB, CONTROL, QA 0, KNOB, ; CONTROL, MS91528-ON1B, FOR AREA RADIATION MONITORING SYSTEM | 0 |  | 6695D SE
AMV068A | AL | D-A-04-202-002 | 2 | KNOB | KNOB, CONTROL, QA 0, KNOB, ; POINTER, PLASTIC, FOR SUB- PANEL ASSY, STYLE B, MODEL | 0 |  | 6695D SE
APN069M | AL | D-A-04-302-001 | 3 | KNOB | KNOB, CONTROL, QA 0, KNOB, ; BAT LEVER, RED, FOR GE SELECTOR SWITCH *** | 0 |  | 59300 SE
AQC749M | AL | D-A-13-302-011 | 22 | KNOB | KNOB, CONTROL, QA 0, KNOB, ; POINTER, BLACK PHENOLIC, W/WHITE INDICATOR LINE 1/4 IN *** | 0 |  | 5680B SE
AQC750G | AL | D-A-04-302-001 | 17 | KNOB | KNOB, TYPICAL, QA 0, POINTER, 1/4 IN, PHENOLIC, BLACK, KNOB, ; POINTER, BLACK PHENOLIC, W/WHITE INDICATOR LINE 1/4 IN *** | 0 |  | 5680B SE
AQC753Y | AL | D-A-13-302-011 | 9 | KNOB | KNOB, TYPICAL, QA 0, POINTER, 1/4 IN, PHENOLIC, BLACK, KNOB, ; POINTER, BLACK PHENOLIC, W/WHITE INDICATOR LINE 1/4 IN *** | 0 |  | 5680B SE
AQC754W | AL | D-A-02-102-005 | 11 | KNOB | KNOB, TYPICAL, QA 0, POINTER, 1/4 IN, PHENOLIC, BLACK, KNOB, ; POINTER, BLACK PHENOLIC, W/WHITE INDICATOR LINE 1/4 IN *** | 0 |  | 5680B SE
ARK917G | AL | D-A-04-202-002 | 5 | KNOB | KNOB, CONTROL, QA 3, KNOB, ; CONTROL,PLASTIC MOLDED,FOR RADIATION MONITORING SYSTEM ON | 3 |  | 6630D SE
AXP902H | AL | A-A-01-000-001 | 1 | KNOB | KNOB, CONTROL, QA 0, KNOB, ; STAINLESS STEEL, REF 7, FOR OIL PURIFIER, TYPE MAB2095- | 0 | P | 4330N SE
AYE222F | AL | D-A-13-401-003 | 9 | KNOB | KNOB, CONTROL, QA 0, KNOB, ; CONTROL, FOR SIMULATORS *** | 0 |  | 7022F SE
BWA619D | AL | A-A-01-000-001 | 10 | KNOB | KNOB, TYPICAL, QA 3, KNOB ASSY, DOOR; KNO, HAND, 0.500 IN OUTSIDE THREAD *** | 3 | B | 4710Y SE
CDE038R | AL | D-A-12-202-004 | 1 | KNOB | KNOB, TYPICAL, QA 0, KNOB, DOOR; PART NUMBER B4M10-626 *** | 0 |  | 4710Y SE
AQC748P | AL | L-A-09-000-002 | 9 | KNOB | KNOB, TYPICAL, QA 0, FINGER GRIP, 1/4 IN, PHENOLIC, BLACK, KNOB, ; FINGER GRIP, BLACK PHENOLIC 1/4 IN *** | 0 | P | 5680B SE
ART465M | AL | M-A-16-000-002 | 14 | KNOB | KNOB, TYPICAL, QA 1, KNOB, ; PLASTIC, GRAY, FOR RADIATION MONITORING SYSTEM *** | 1 | P | 6630D SE
AWX551T | AL | M-A-16-000-002 | 3 | KNOB | KNOB, CONTROL, QA 3, KNOB, CONTROL; PLASTIC, FOR MODEL 66EC-0, STYLE B *** | 3 | P | 6695D SE
AXE280J | AL | L-A-09-000-002 | 7 | KNOB | KNOB, TYPICAL, QA 0, KNOB, ; BLACK, STANDARD SERIES 70 BAR POINTER, WITCH DIAL SKIRT, FOR | 0 | P | 6695D SE
AXQ032X | AL | L-A-09-000-002 | 12 | KNOB | KNOB, TYPICAL, QA 3, KNOB, HEAVY EQUIPMENT; RELEASE, FOR SUPPORT PLATE ASSY, 5-42-7095, ON | 3 | P | 2910O SE
BGJ249M | AL | M-A-16-000-002 | 17 | KNOB | KNOB, CONTROL, QA 3, KNOB, ; CONTROL, PLASTIC, MOLDED, FOR RADIATION MONITORING SYSTEM, ON | 3 | P | 6630D SE
BLA676J | AL | L-A-03-000-002 | 7 | KNOB | KNOB, CONTROL, QA 3, KNOB, ; HAND, KNURLED STEEL RIM, STUD, 0.25-20THD *** | 3 | P | 5680B SE
BLE130N | AL | L-A-09-000-002 | 30 | KNOB | KNOB, TYPICAL, QA 0, KNOB, ; FAST LOCK STEEL CLAMPING KNOB 1/2 -13 IN *** | 0 | P | 5680B SE
BPN606Q | AL | M-A-16-000-002 | 3 | KNOB | KNOB, CONTROL, QA 3, KNOB, ; PLASTIC, FOR MODEL 61H AND 62H CONTROLLER *** | 3 | C | 6695D SE
BPN610C | AL | M-A-16-000-002 | 3 | KNOB | KNOB, CONTROL, QA 3, KNOB, ; PLASTIC, FOR CONTROLLER, MODEL 61H AND 62H *** | 3 | C | 6695D SE
BPN618G | AL | M-A-16-000-002 | 8 | KNOB | KNOB, TYPICAL, QA 3, KNOB, ; DOOR, FOR PH RECEIVER AND ELECTRODE TRANSMITTER, MODEL 7073-6 | 3 | C | 6630D SE
BPN637C | AL | M-A-16-000-002 | 3 | KNOB | KNOB, CONTROL, QA 3, KNOB, ; PLASTIC, FOR MODEL 61H AND 62H CONTROLLER *** | 3 | C | 6695D SE
BPN983Q | AL | M-A-16-000-002 | 3 | KNOB | KNOB, CONTROL, QA 3, KNOB, ; PLASTIC, BLACK, FOR ROD CONTROL, SYSTEM 85 *** | 3 | C | 4470C SE
BVH816D | AL | L-A-09-000-002 | 9 | KNOB | KNOB, CONTROL, QA 3, KNOB, SWITCH; RESET, VEEDER ROOT COUNTER FOR BROOKS-PISTON METERS, FOR | 3 | B | 59300 SE
ADY447D | AL | D-A-02-102-004 | 2 | LABEL | LABEL, WARNING, QA 0, MARKER, 1 IN, YELLOW, MAGENTA, CAUTION RADIOACTIVE, MATERIAL, MARKER, IDENTIFICATION; PERFORATED MARK-IT, WITH "CAUTIO | 0 |  | 7530O SE
AEY247F | AL | D-A-32-302-002 | 5 | LABEL | LABEL, IDENTIFICATION, QA 0, WIRE MARKER, VINYL, WHITE, BLACK, T1/T2/T3, MARKER, IDENTIFICATION; WIRE, PRESSURE SENSITIVE, VINYL, BLACK ON | 0 |  | 7530O SE
AEY347B | AL | D-A-32-302-002 | 1 | LABEL | LABEL, IDENTIFICATION, QA 0, WIRE MARKER, VINYL, WHITE, BLACK, L1/L2/L3, MARKER, IDENTIFICATION; WIRE, PRESSURE SENSITIVE, VINYL, BLACK ON | 0 |  | 7530O SE
AEY647Y | AL | D-A-30-301-001 | 6 | LABEL | LABEL, IDENTIFICATION, QA 0, WIRE MARKER, VINYL, WHITE, BLACK, PLUS, MARKER, IDENTIFICATION; WIRE, PRESSURE SENSITIVE, VINYL, BLACK ON | 0 | B | 7530O SE
AEY747T | AL | D-A-32-302-002 | 5 | LABEL | LABEL, IDENTIFICATION, QA 0, WIRE MARKER, VINYL, WHITE, BLACK, MINUS, MARKER, IDENTIFICATION; WIRE, PRESSURE SENSITIVE, VINYL, BLACK ON | 0 |  | 7530O SE
AFY846J | AL | D-A-04-302-005 | 6 | LABEL | LABEL, IDENTIFICATION, QA 0, MARKER, PLASTIC, 1-120, ADHESIVE BACK, MARKER, IDENTIFICATION; CELL (BATTERY) PLASTIC, SELF-STICKING | 0 |  | 7530O SE
AHX662M | AL | D-A-08-102-001 | 150 | LABEL | LABEL, WARNING, QA 0, SHIPPING, 4 IN, 4 IN, YELLOW III, RADIOACTIVE, LABEL, IDENTIFICATION; SHIPPING, RADIOACTIVE, YELLOW III, 4 X 4 IN | 0 | P | 7530O SE
AHX662M | AL | 1-B-08-000-001 | 600 | LABEL | LABEL, WARNING, QA 0, SHIPPING, 4 IN, 4 IN, YELLOW III, RADIOACTIVE, LABEL, IDENTIFICATION; SHIPPING, RADIOACTIVE, YELLOW III, 4 X 4 IN | 0 | P | 7530O SE
ARN811H | AL | 1-B-08-000-001 | 6 | LABEL | LABEL, WARNING, QA 0, PRESSURE SENSITIVE, 5 IN, 6 IN, FLOURESCENT, MAGENTA, CAUTION RADIOACTIVE, MATERIALS, ADHESIVE BACK, LABEL, IDENTIFICA | 0 | P | 7530O SE
ARR382Y | AL | D-A-30-301-002 | 2 | LABEL | LABEL, IDENTIFICATION, QA 0, LABEL, IDENTIFICATION; HUMIDITY INDICATOR, FOR MODEL 735 DISSOLVED | 0 |  | 7530O SE
ATL599Q | AL | 1-B-08-000-001 | 128 | LABEL | LABEL, WARNING, QA 0, IDENTIFICATION, 4-1/4 IN, 4-1/2 IN, YELLOW II, LABEL, IDENTIFICATION; RADIOACTIVE WARNING,4.500IN X 4.250IN,FOR | 0 | P | 7530O SE
ATL600F | AL | 1-B-08-000-001 | 300 | LABEL | LABEL, WARNING, QA 0, IDENTIFICATION, 4-1/4 IN, 4-1/2 IN, WHITE I, LABEL, IDENTIFICATION; RADIOACTIVE WARNING,4.500IN X 4.250IN,FOR | 0 | P | 7530O SE
BFC282W | AL | A-A-01-000-001 | 1194 | LABEL | LABEL, IDENTIFICATION, QA 3, MARKER, IDENTIFICATION; CLEAR MYLAR BACKGROUND, SELF STICKING, TWO IN | 3 | P | 7530O SE
BFC298D | AL | A-A-01-000-001 | 156 | LABEL | LABEL, IDENTIFICATION, QA 3, MARKER, IDENTIFICATION; CLEAR MYLAR BACKGROUND, SELF STICKING, TWO IN | 3 | P | 7530O SE
BFC301L | AL | A-A-01-000-001 | 2000 | LABEL | LABEL, IDENTIFICATION, QA 3, MARKER, IDENTIFICATION; CLEAR MYLAR BACKGROUND, SELF STICKING, TWO IN | 3 | P | 7530O SE
BFC302J | AL | A-A-01-000-001 | 2069 | LABEL | LABEL, IDENTIFICATION, QA 3, MARKER, IDENTIFICATION; CLEAR MYLAR BACKGROUND, SELF STICKING, TWO IN | 3 | P | 7530O SE
BFC410R | AL | A-A-01-000-001 | 4 | LABEL | LABEL, IDENTIFICATION, QA 3, MARKER, IDENTIFICATION; CLEAR MYLAR BACKGROUND, SELF STICKING, ONE IN | 3 | P | 7530O SE
BGC343W | AL | A-A-01-000-001 | 250 | LABEL | LABEL, IDENTIFICATION, QA 0, LABEL, IDENTIFICATION; HMIS, 8 IN X 8 IN *** | 0 | P | 7530O SE
BJQ346C | AL | A-A-01-000-001 | 139 | LABEL | LABEL, IDENTIFICATION, QA 0, INSERT, 5-1/2 IN, 8 IN, YELLOW, MAGENTA, HIGHLY CONTAMINATED AREA, ADHESIVE, SIGN, ; INSERT, PRESSURE SENSITIVE | 0 | P | 9905K SE
BJW868Q | AL | D-A-10-201-002 | 151 | LABEL | LABEL, IDENTIFICATION, QA 0, PRESSURE SENSITIVE, 4-1/4 IN, 5-1/2 IN, YELLOW, BLACK, ADHESIVE BACK, LABEL, IDENTIFICATION; ADHESIVE PRESSYRE | 0 |  | 7530O SE
BKW057F | AL | D-A-01-401-003 | 10 | LABEL | LABEL, IDENTIFICATION, QA 0, PRINTER, 0.900 IN, 2.200 IN, VINYL, LABEL, IDENTIFICATION; PRINTER, VINYL, 0.9 X 2.2 IN, 8.38 IN OD | 0 | P | 7530O SE
BLF139K | AL | D-A-30-301-004 | 594 | LABEL | LABEL, IDENTIFICATION, QA 0, GUIDE, 6 IN, 6 IN, HAZARDOUS MATERIAL (HMIG), LABEL, IDENTIFICATION; IDENTIFICATION GUIDE HAZARDOUS MATERIAL (H | 0 |  | 7530O SE
BNH896K | AL | D-A-10-201-002 | 10 | LABEL | LABEL, IDENTIFICATION, QA 0, MARKER, IDENTIFICATION; WIRE MARKING KIT, HANDI PAK *** | 0 |  | 7530O SE
BNH897H | AL | D-A-10-201-002 | 53 | LABEL | LABEL, IDENTIFICATION, QA 0, MARKER, IDENTIFICATION; WIRE MARKING KIT, HANDI PAK *** | 0 |  | 7530O SE
BNP464J | AL | 1-A-03-000-001 | 12 | LABEL | LABEL, IDENTIFICATION, QA 0, GUIDE, 7-1/4 IN, 10 IN, HAZARDOUS MATERIAL (HMIG), LABEL, IDENTIFICATION; IDENTIFICATION GUIDE HAZARDOUS MATERI | 0 | P | 7530O SE
BPN697R | AL | D-B-03-301-000 | 4 | LABEL | LABEL, IDENTIFICATION, QA 0, PIN FEED, 1-15/16 IN, 3-1/2 IN, WHITE, ADHESIVE BACK, LABEL, IDENTIFICATION; SELF ADHESIVE, WHITE, PIN FEED, 3. | 0 |  | 7530O SE
BQJ205R | AL | F-A-31-202-003 | 26 | LABEL | LABEL, IDENTIFICATION, QA 0, PRE-ADDRESSED/MAILER, PROCURED IN 10-PACK MAILERS KIT WITH 10 EA 3-1/2 OZ, ISSUED EACH | 0 | B | 7530O SE
BQJ205R | AL | F-A-31-202-002 | 110 | LABEL | LABEL, IDENTIFICATION, QA 0, PRE-ADDRESSED/MAILER, PROCURED IN 10-PACK MAILERS KIT WITH 10 EA 3-1/2 OZ, ISSUED EACH | 0 | B | 7530O SE
BQJ217H | AL | D-A-32-302-005 | 75 | LABEL | LABEL, IDENTIFICATION, QA 0, LABEL, IDENTIFICATION; PRE-ADDRESSED MAILERS, SINGLE, ON 8 OZ | 0 |  | 7530O SE
BRJ299E | AL | D-A-32-302-003 | 1 | LABEL | LABEL, IDENTIFICATION, QA 0, CUSTOMIZED, 6 IN, 6 IN, VINYL, TVA WATTS BAR NUCLEAR, PLANT ADDRESS: P.O. BOX, ADHESIVE BACK, LABEL, IDENTIFICA | 0 | B | 7530O SE
BRJ299E | AL | D-B-16-000-001 | 8 | LABEL | LABEL, IDENTIFICATION, QA 0, CUSTOMIZED, 6 IN, 6 IN, VINYL, TVA WATTS BAR NUCLEAR, PLANT ADDRESS: P.O. BOX, ADHESIVE BACK, LABEL, IDENTIFICA | 0 | B | 7530O SE
BRL596X | AL | D-A-32-302-002 | 1 | LABEL | LABEL, IDENTIFICATION, QA 0, NUMERAL/SET, 1/4 IN, 0-9, NUMERAL, SET; CHARACTER 0-9, 1/4 IN, EHMCB(N/LS) *** | 0 |  | 7530O SE
BVL008M | AC | - - - - | 5 | LABEL | LABEL, IDENTIFICATION, QA 3, MARKER, IDENTIFICATION; WIRE MARKER CARDS, 1/4 X 1 1/2 IN., A THRU Z | 3 | B | 6625D SE
BBJ074L | AL | M-A-16-000-002 | 20 | LABEL | LABEL, IDENTIFICATION, QA 3, LABEL, IDENTIFICATION; HAND SWITCH POSITION, FOR PANELS KP AND KM ON | 3 | P | 7530O SE
BFC282W | AL | M-A-03-000-002 | 400 | LABEL | LABEL, IDENTIFICATION, QA 3, MARKER, IDENTIFICATION; CLEAR MYLAR BACKGROUND, SELF STICKING, TWO IN | 3 | P | 7530O SE
BHH063R | AL | L-A-09-000-002 | 3 | LABEL | LABEL, WARNING, QA 0, 3 IN, 5 IN, DANGER: CONTAINS ASBESTOS, FIBERS, ADHESIVE BACK, LABEL, IDENTIFICATION; ADHESIVE BACKED, 3 IN X 5 IN, LEG | 0 | P | 7530O SE
BJW869N | AL | L-A-03-000-002 | 127 | LABEL | LABEL, IDENTIFICATION, QA 0, PRESSURE SENSITIVE, 4-1/4 IN, 5-1/2 IN, ROYAL BLUE, BLACK, ADHESIVE BACK, LABEL, IDENTIFICATION; ADHESIVE, PRES | 0 | P | 7530O SE
BKH297W | AL | L-A-03-000-002 | 2 | LABEL | LABEL, IDENTIFICATION, QA 3, MARKER, IDENTIFICATION; STRIP WITH TWO CLIPS, 0.375 X 10 IN LG, FOR | 3 | P | 7530O SE
BLE535G | AL | L-A-08-000-002 | 1 | LABEL | LABEL, WARNING, QA 0, IDENTIFICATION, 3 IN, 5 IN, LABEL, IDENTIFICATION; ASBESTOS WARNING, 3 IN X 5 IN, 100 PER ROLL. | 0 | P | 7530O SE
BNP985M | AL | M-A-04-000-002 | 5 | LABEL | LABEL, WARNING, QA 3, LABEL, IDENTIFICATION; CAUTION, FOR VIKING VALVES, ITEM 8 ON MODEL C-1 | 3 | P | 7530O SE
BNR049B | AL | M-A-02-000-002 | 100 | LABEL | LABEL, IDENTIFICATION, QA 3, MARKER, IDENTIFICATION; SELF-STICKING, CLEAR MYLAR BACKGROUND, BLACK | 3 | P | 7530O SE
CFV399J | AL | L-A-13-000-002 | 449 | LABEL | LABEL, IDENTIFICATION, QA 0, CUSTOMIZED, 6-1/2 IN, 4 IN, PAPER, WHITE, BLACK, *** UNIVERSAL WASTE, CHECK ONE BOX BEOW: BATTERIES MERCURY THE | 0 | B | 7530O SE
AEX589P | AL | D-A-02-302-000 | 11 | LACQUER | LACQUER, COATING, QA 0, 1 GL, LIQUID, CAN, VERMILION, LACQUER, FINISH; COLOR: VERMILION, CONTAINER SIZE: 1 GALLON *** | 0 |  | 5610V SE
AGX880W | AL | D-A-02-302-000 | 12 | LACQUER | LACQUER, COATING, QA 0, 1 GL, LIQUID, CAN, CLEAR, LACQUER, FINISH; COLOR: CLEAR, CONTAINER SIZE: 1 GALLON *** | 0 |  | 5610V SE
ATB467Q | AL | D-A-12-201-000 | 15 | LACQUER | LACQUER, COATING, QA 0, FINISH, 12 OZ, CAN, YELLOW, LACQUER, FINISH; YELLOW, STABLIZING, DIRECT PRINT, 12 OZ CAN, FOR | 0 |  | 5610V SE
BVM931Q | AL | 1-A-03-000-001 | 2 | LADDER | LADDER, CLIMBING, QA 3, LADDER, STRUCTURAL; LADDER DISMOUNT SECTION, STAINLESS STEEL, TYP 304, | 3 | C | 5445F SE
ACY778V | AL | D-A-32-402-000 | 11 | LAMP | LAMP, HID, QA 0, MERCURY VAPOR, BT-37, MOGUL SCREW, 400, WHITE, 135, LAMP, MERCURY VAPOR; LAMP BASE: MOGUL SCREW, LAMP SIZE: BT-37 | 0 | C | 6210P SE
AET087N | AL | D-A-29-302-003 | 2 | LAMP | LAMP, HID, QA 0, LAMP, OSCILLOGRAPH; MERCURY-GALVO, FOR VISCORDER OSCILLOGRAPH, MODEL | 0 |  | 6625D SE
AET088L | AL | D-A-32-302-003 | 7 | LAMP | LAMP, INCANDESCENT, QA 0, MINIATURE, T-2, TELE-SLIDE #5, 28, 0.040, LAMP, INCANDESCENT(MINI); VOLTAGE: 28.00, VOLTAGE TYPE: AC, LAMP BASE: | 0 | C | 6210P SE
AET189P | AL | D-A-32-302-003 | 2 | LAMP | LAMP, NEON, QA 0, CARTRIDGE, CLEAR, 125, LAMP, NEON; TYPE: CARTRIDGE; VOLTS: 125; COLOR: CLEAR *** PLUG-IN | 0 |  | 6210P SE
AET288M | AL | A-A-01-000-001 | 7 | LAMP | LAMP, INCANDESCENT, QA 0, MR-16, MINIATURE BI-PIN, 300, 120, LAMP, INCANDESCENT; VOLTAGE: 120.00, VOLTAGE TYPE: AC, LAMP BASE: MINI | 0 | C | 6210P SE
AET289K | AL | D-A-32-302-003 | 1 | LAMP | LAMP, NEON, QA 0, GLOW, BI-PIN, RED, LAMP, CARTRIDGE; GLOW, NEON, RED, BI PIN BASE, FOR HACH SILICA | 0 |  | 6210P SE
AET388H | AL | D-A-32-302-003 | 8 | LAMP | LAMP, INCANDESCENT, QA 0, LAMP, INCANDESCENT; 500.0 WATTS, BI-PIN PREFOCUS BASE, PROJECTION *** | 0 |  | 6210P SE
AET488D | AL | D-A-32-302-003 | 42 | LAMP | LAMP, NEON, QA 0, CARTRIDGE, BI-PIN, RED, LAMP, CARTRIDGE; NEON, RED LENS, BIPIN BASE *** | 0 |  | 6210P SE
AFT178N | AL | A-A-01-000-001 | 3 | LAMP | LAMP, FLUORESCENT, QA 0, T-5, MINI BI-PIN, 6, DELUXE COOL WHITE, 9 IN | 0 | B | 6210P SE
AFT185R | AL | A-A-01-000-001 | 2 | LAMP | LAMP, INCANDESCENT, QA 0, PAR-64, EXTENDED MOGUL END PRONG, 1000, 120, LAMP, INCANDESCENT; 1000.0 WATTS, SIZE PAR-64, BASE EXTENDED MOGUL EN | 0 | C | 6210P SE
AFT278J | AL | D-A-30-301-002 | 3 | LAMP | LAMP, FLUORESCENT, QA 0, T-5, MINI BI-PIN, 6, DELUXE COOL WHITE, 9 IN, LAMP, FLUORESCENT; WATTAGE: 6.000, LAMP SIZE: T-5, LAMP BASE: MINI | 0 |  | 6210P SE
AFT382P | AL | A-A-01-000-001 | 54 | LAMP | LAMP, INCANDESCENT, QA 0, MINIATURE, T-2, TELE-SLIDE #5, 24, 0.073, LAMP, INCANDESCENT(MINI); VOLTAGE: 24.00, VOLTAGE TYPE: AC, LAMP BASE: | 0 | C | 6210P SE
AGT471J | AL | D-A-32-302-003 | 6 | LAMP | LAMP, FLUORESCENT, QA 0, T-9, 4 PIN CIRCLINE, 22, DELUXE COOL WHITE, 8 IN, LAMP, FLUORESCENT; WATTAGE: 22.000, LAMP SIZE: T-9, LAMP BASE: 4 | 0 |  | 6210P SE
AGT670P | AL | D-A-32-402-000 | 21 | LAMP | LAMP, FLUORESCENT, QA 0, T-12, MEDIUM BI PIN, 15, WARM WHITE, 18 IN, 780, 9000, LAMP, FLUORESCENT; WATTAGE: 15.000, LAMP SIZE: T-12, LAMP BA | 0 |  | 6210P SE
AGT989A | AL | A-A-01-000-001 | 17 | LAMP | LAMP, NEON, QA 0, CARTRIDGE, RED, 28, 0.004, LAMP, CARTRIDGE; VOLTAGE: 28.00, VOLTAGE TYPE: AC, AMPERAGE: 00.004 | 0 | C | 6210P SE
AHT472A | AL | D-A-32-302-005 | 24 | LAMP | LAMP, NEON, QA 0, GLOW, T-1-3/4, MIDGET FLANGED, 0.143, 115, LAMP, GLOW; LAMP SIZE: T-1 3/4, LAMP BASE: MIDGET FLANGED, VOLTAGE: | 0 | C | 6210P SE
AHT480N | AL | D-A-32-302-003 | 12 | LAMP | LAMP, FLUORESCENT, QA 0, T-5, MINI BI-PIN, 4, 6 IN, 135, 6000, LAMP, FLUORESCENT; WATTAGE: 4.000, LAMP SIZE: T-5, LAMP BASE: MINI | 0 |  | 6210P SE
AJT973D | AL | D-A-32-302-003 | 30 | LAMP | LAMP, INCANDESCENT, QA 0, MINIATURE, T-1, SUB-MIDGET FLANGED, 28, 0.024, LAMP, INCANDESCENT(MINI); VOLTAGE: 28.00, VOLTAGE TYPE: AC, LAMP BA | 0 |  | 6210P SE
AJX744D | AL | D-A-32-302-002 | 5 | LAMP | LAMP, TYPICAL, QA 0, LAMP UNIT, PHOTOFLASH; FLASHBAR, 10 LAMPS, FOR POLAROID SX-70 CAMERA | 0 |  | 6750J SE
AKT270M | AL | 7-A-05-101-001 | 227 | LAMP | LAMP, INCANDESCENT, QA 0, T-1-3/4, MIDGET GROOVED, 1.12, CLEAR, 28, 0.040, 4000, LAMP, INCANDESCENT; VOLTAGE: 28.00, LAMP BASE: MIDGET GROOV | 0 | C | 6210P SE
AKT775B | AL | D-A-32-302-003 | 9 | LAMP | LAMP, INCANDESCENT, QA 0, MINIATURE, T-1-3/4, MIDGET GROOVED, 14, 0.08, LAMP, INCANDESCENT(MINI); VOLTAGE: 14.00, VOLTAGE TYPE: AC, LAMP BAS | 0 | P | 6210P SE
ALT170K | AL | D-A-32-302-003 | 2 | LAMP | LAMP, INCANDESCENT, QA 0, T-5, SINGLE CONTACT PRE-FOCUS, 7, 0.2, LAMP, INCANDESCENT; INCANDESCENT, SOUND REPRODUCER, SC PF BASE, 5/8 IN | 0 |  | 6210P SE
ALT274V | AL | 5-A-02-101-000 | 40 | LAMP | LAMP, INCANDESCENT, QA 0, MINIATURE, B-3-1/2, MINIATURE FLANGED, 4.75, 0.5, ** | 0 | C | 6210P SE
ALT571M | AL | D-A-32-302-003 | 76 | LAMP | LAMP, INCANDESCENT, QA 0, MINIATURE, T-3-1/4, MINIATURE SCREW, 6.3, 0.25, LAMP, INCANDESCENT(MINI); VOLTAGE: 6.30, VOLTAGE TYPE: AC, LAMP BA | 0 |  | 6210P SE
AMT776W | AL | D-A-29-301-002 | 56 | LAMP | LAMP, INCANDESCENT, QA 0, STANDARD, S-6, DOUBLE CONTACT BAYONET CANDELABRA, 10, 250, LAMP, INCANDESCENT; VOLTAGE: 250.00, VOLTAGE TYPE: AC, | 0 | C | 6210P SE
ANT370Y | AL | D-A-32-302-003 | 8 | LAMP | LAMP, INCANDESCENT, QA 0, PAR-36, 2 SCREW TERMINAL, 25, 6 | 0 |  | 6210P SE
APT873J | AL | D-A-37-402-000 | 130 | LAMP | LAMP, INCANDESCENT, QA 0, A-21, MEDIUM SCREW, 100, INSIDE FROSTED, 230, LAMP, INCANDESCENT; VOLTAGE: 230.00, LAMP BASE: MEDIUM SCREW, LAMP | 0 |  | 6210P SE
APY678V | AL | D-A-32-302-003 | 10 | LAMP | LAMP, INCANDESCENT, QA 0, T-1-3/4, MIDGET SCREW, CLEAR, 6, LAMP, INCANDESCENT; VOLTAGE: 6.00, LAMP BASE: MIDGET SCREW, LAMP SIZE: | 0 |  | 6210P SE
AQE025D | AL | D-A-32-302-003 | 7 | LAMP | LAMP, NEON, QA 0, CARTRIDGE, 0.33, WHITE, 125, LAMP, CARTRIDGE; VOLTAGE: 125.00, TYPE: NEON, COLOR: WHITE, WATTAGE: | 0 |  | 6210P SE
ARE166X | AL | D-A-32-302-003 | 4 | LAMP | LAMP, INCANDESCENT, QA 0, T-12, MEDIUM PREFOCUS, 400, 65, LAMP, INCANDESCENT; VOLTAGE: 65.00, LAMP BASE: MEDIUM PREFOCUS | 0 |  | 6210P SE
ARE186P | AL | D-A-32-302-003 | 10 | LAMP | LAMP, INCANDESCENT, QA 0, PILOT, FOR LEEDS & NORTHRUP MONITOR 7070-5 AND/OR SODIUM ION MONITOR | 0 |  | 6210P SE
ATY350P | AL | D-A-02-102-003 | 70 | LAMP | LAMP, INCANDESCENT, QA 0, TUBULAR, T-3, MINIATURE BAYONET, 13, 0.33, LAMP, INCANDESCENT; TUBULAR, SIZE T-3 1/4, BASE MINIATURE BAYONET | 0 | P | 6210P SE
AWL827R | AL | D-A-32-302-003 | 8 | LAMP | LAMP, INCANDESCENT, QA 0, LAMP, INCANDESCENT; BASE SINGLE CONTACT BAYONET CANDELABRA, CLEAR BULB | 0 |  | 6210P SE
AYE870N | AL | D-A-32-104-001 | 5 | LAMP | LAMP, TYPICAL, QA 0, SPECTROPHOTOMETER, DEUTERIUM, FOR SPECTROPHOTOMETER, SPECTRNIC | 0 | P | 6630D SE
AYF096B | AL | D-A-32-302-005 | 40 | LAMP | LAMP, INCANDESCENT, QA 0, T-3/4, WIRE LEADS, 5, 1000, LAMP, INCANDESCENT; VOLTAGE: 5.00, LAMP BASE: WIRE LEADS (DOWN) LAMP | 0 |  | 6210P SE
AYK118G | AL | D-A-32-302-003 | 2 | LAMP | LAMP, INCANDESCENT, QA 0, PROJECTION, MR-16, BI-PIN, 250, 24, LAMP, INCANDESCENT; 250.0 WATTS, SIZE MR-16, 24.0 VOLTS, BI-PIN BASE | 0 |  | 6210P SE
AYV799K | AL | D-A-32-302-003 | 12 | LAMP | LAMP, INCANDESCENT, QA 0, DOUBLE CONTACT BAYONET CANDELABRA, 15, CLEAR, 110 DC, LAMP, INCANDESCENT; VOLTAGE: 110.00, VOLTAGE TYPE: DC, LAMP | 0 |  | 6210P SE
BAG459R | AL | D-A-32-302-005 | 4 | LAMP | LAMP, INCANDESCENT, QA 0, PROJECTION, BI-PIN, 80, 19, LAMP, INCANDESCENT; 80.0 WATTS, 19.0 VOLTS, BI-PIN BASE, SLIDE | 0 |  | 6210P SE
BAG620Q | AL | D-A-08-102-001 | 58 | LAMP | LAMP, INCANDESCENT, QA 3, LAMP, INCANDESCENT; SIZE T-1 3/4, BASE MIDGET FLANGED, 10.0 VOLTS | 3 |  | 6210P SE
BAN863K | AL | D-A-32-302-005 | 6 | LAMP | LAMP, INCANDESCENT, QA 0, T-6, BI-PIN PREFOCUS, 600, 120, LAMP, INCANDESCENT; VOLTAGE: 120.00, VOLTAGE TYPE: AC, LAMP BASE: 2 | 0 |  | 6210P SE
BCY891Q | AL | D-A-32-302-003 | 2 | LAMP | LAMP, INCANDESCENT, QA 0, PROJECTION, T-4, MINIATURE BI-PIN, 175, 24, LAMP, INCANDESCENT; 175.0 WATTS, SIZE T-4, BASE MINIATURE TWO PIN | 0 | C | 6210P SE
BFK642L | AL | A-A-01-000-001 | 2 | LAMP | LAMP, TYPICAL, QA 0, LAMP, HOLLOW CATHODE; ZINC ELEMENT, CURRENT CONTINUOUS 15 TO 20 MA | 0 | C | 6630D SE
BFK643J | AL | A-A-01-000-001 | 2 | LAMP | LAMP, TYPICAL, QA 0, LAMP, HOLLOW CATHODE; PHOSPHOROUS ELEMENT, CURRENT CONTINUOUS 35 TO 35 | 0 | C | 6630D SE
BFL920Q | AL | A-A-01-000-001 | 2 | LAMP | LAMP, TYPICAL, QA 0, LAMP, HOLLOW CATHODE; COPPER, OPERATING CURRENT 15 TO 25 MA, MODULATED | 0 | C | 6630D SE
BFL927Y | AL | A-A-01-000-001 | 2 | LAMP | LAMP, TYPICAL, QA 0, LAMP, HOLLOW CATHODE; CALCIUM, OPERATING CURRENT 10 TO 25 MA | 0 | C | 6630D SE
BFL929T | AL | A-A-01-000-001 | 2 | LAMP | LAMP, TYPICAL, QA 0, LAMP, HOLLOW CATHODE; MAGNESIUM, ELEMENT MG, OPERATING CURRENT 6 TO 15 | 0 | C | 6630D SE
BFM767M | AL | A-A-01-000-001 | 2 | LAMP | LAMP, TYPICAL, QA 0, LAMP, HOLLOW CATHODE; LITHIUM, ELEMENT LI, OPERATING CURRENT 15 TO 25 | 0 | C | 6630D SE
BFP918G | AL | A-A-01-000-001 | 3 | LAMP | LAMP, HID, QA 0, LAMP, HOLLOW CATHODE; SODIUM, ELEMENT NA, CONTINUOUS OPERATING CURRENT | 0 | C | 6630D SE
BKK601B | AL | D-A-32-201-001 | 1 | LAMP | LAMP, NEON, QA 0, LAMP, RECORDER; GLOW, FOR RECORDER, MODEL 4081 *** | 0 | C | 6695D SE
BKN007Y | AL | D-A-32-302-003 | 10 | LAMP | LAMP, FLUORESCENT, QA 0, TWIN TUBE, PL13, 13, 2700 K, LAMP, FLUORESCENT; TWIN TUBE, 13 WATTS *** | 0 |  | 6210P SE
BLD750W | AL | D-B-25-201-002 | 1 | LAMP | LAMP, HID, QA 0, DEUTERIUM, REPLACEMENT ASSY, WITH BRACKET, FOR | 0 | C | 6625D SE
BLV605K | AL | D-A-32-302-005 | 11 | LAMP | LAMP, INCANDESCENT, QA 0, SINGLE CONTACT BAYONET CANDELABRA, 2.5, 36, LAMP, INCANDESCENT; VOLTAGE: 36.00, LAMP BASE: 1 CONT BAYONET CAND | 0 |  | 6210P SE
BNM537V | AL | D-A-33-301-000 | 6 | LAMP | LAMP, FLUORESCENT, QA 0, LAMP, FLUORESCENT; WATTAGE: 150.000, VOLTAGE: 55.00 *** | 0 |  | 6210P SE
BPP237P | AL | D-A-28-401-001 | 1 | LAMP | LAMP, HID, QA 0, LAMP, MERCURY VAPOR; WATTAGE: 100.000 *** | 0 |  | 6210P SE
BPQ696H | AL | D-A-31-201-006 | 6 | LAMP | LAMP, FLUORESCENT, QA 0, T-5, MINI BI-PIN, 4, DAYLIGHT, 6 IN, LAMP, FLUORESCENT; WATTAGE: 4.000, LAMP SIZE: T-5, LAMP BASE: MINI | 0 |  | 6210P SE
BWP529B | AL | D-A-32-302-003 | 20 | LAMP | LAMP, INCANDESCENT, QA 0, LAMP, RADIOLOGICAL CONTROL; BULB, RADIOLOGICAL CONTROL *** | 0 |  | 6210P SE
BWW327X | AL | D-A-10-301-000 | 72 | LAMP | LAMP, FLUORESCENT, QA 3, LAMP, FLUORESCENT; WATTAGE: 32.000, LAMP SIZE: T-8, LAMP BASE: MEDIUM | 3 |  | 6210P SE
BXD384Q | AL | F-A-08-302-006 | 20 | LAMP | LAMP, INCANDESCENT, QA 0, LAMP, INCANDESCENT; FOR EXIT LIGHT *** | 0 |  | 6210P SE
BXK503D | AL | F-A-06-202-003 | 10 | LAMP | LAMP, NEON, QA 3, CARTRIDGE, DOUBLE CONTACT BAYONET, CLEAR, 105/125, 0.3 MA, 25000, GLOW NEON, LENS SHAPE: STOVEPIPE | 3 |  | 6210P SE
BYH123T | AL | D-A-27-201-014 | 1 | LAMP | LAMP, FLUORESCENT, QA 3, BULB, REFUEL PLATFORM; F15T8 HOFFMAN, 15W FLUORESCENT. *** | 3 |  | 4470C SE
BYL086D | AL | F-A-08-301-001 | 4 | LAMP | LAMP, HID, QA 3, LAMP, SODIUM; WATTAGE: 100.000, LAMP SIZE: E-23 1/2, LAMP BASE: MOGUL | 3 |  | 6210P SE
BYV500F | AL | D-A-30-102-000 | 3 | LAMP | LAMP, FLUORESCENT, QA 0, T-12, MEDIUM BI PIN, 40, DELUXE COOL WHITE, 48 IN (4 FT) | 0 |  | 6210P SE
BYW802E | AL | F-A-04-202-005 | 8 | LAMP | LAMP, INCANDESCENT, QA 3, STANDARD, T-4, DOUBLE CONTACT BAYONET PINLESS, 500, CLEAR, 120 | 3 |  | 6210P SE
BYW864N | AL | F-A-08-301-001 | 1 | LAMP | LAMP, INCANDESCENT, QA 3, STANDARD, S-6, CANDELABRA SCREW, 10, CLEAR, 250 | 3 |  | 6210P SE
CDH646V | AL | F-A-10-302-001 | 15 | LAMP | LAMP, INCANDESCENT, QA 0, HALOGEN, 12, 6, LAMP, HALOGEN; 6 VOLT, 12 WATT, FOR EMERGENCY LIGHT UNIT *** | 0 |  | 6210P SE
CFM336A | AL | D-A-21-202-004 | 4 | LAMP | LAMP, TYPICAL, QA 3, ASSEMBLY, 24, SERIES LB2100 LAMP CABINET ASSEMBLY, WITH 20 BLANK WINDOWS | 3 | C | 6210P SE
CGD611H | AL | 5-A-02-101-000 | 72 | LAMP | LAMP, INCANDESCENT, QA 0, HALOGEN, PAR-38, 90, CLEAR, 130, 4000, 90 WATT HALOGEN CAPSYLITE FLOODLITE | 0 | C | 6210P SE
ADY470X | AL | L-A-03-000-002 | 5 | LAMP | LAMP, INCANDESCENT, QA 0, CARTRIDGE, 0.16, WHITE, 250, LAMP, CARTRIDGE; VOLTAGE: 250.00, TYPE: INCANDESCANT, COLOR: WHITE | 0 | C | 6210P SE
AFT484F | AL | L-A-03-000-002 | 2 | LAMP | LAMP, INCANDESCENT, QA 0, LAMP, INCANDESCENT; MINIATURE, 10 ES *** | 0 | C | 6210P SE
AHT273G | AL | L-A-03-000-002 | 2 | LAMP | LAMP, NEON, QA 3, LAMP, GLOW; 0.10 WATT, T-2 BULB, WIRE LEAD 95 VAC/135 VDC, 47 KOHM | 3 | B | 6210P SE
AHT373C | AL | L-A-03-000-002 | 120 | LAMP | LAMP, NEON, QA 0, GLOW, T-3-1/4, MINIATURE BAYONET, 0.40, 125 | 0 | C | 6210P SE
AHT773V | AL | L-A-03-000-002 | 6 | LAMP | LAMP, NEON, QA 0, GLOW, T-2, 0.14, LAMP, GLOW; LAMP SIZE: T-2, VOLTAGE TYPE: AC/DC, WATTAGE: 0.142 *** | 0 | P | 6210P SE
AJW322D | AL | M-A-01-000-002 | 6 | LAMP | LAMP, INCANDESCENT, QA 0, LAMP, SPECTROPHOTOMETER; INCANDESCENT, TUNGSTEN, MOUNTED AND PREFOCUS | 0 | C | 6630D SE
AKT276X | AL | M-A-02-000-002 | 9 | LAMP | LAMP, INCANDESCENT, QA 3, T-1-3/4, 14, 0.08, MINIATURE, MIDGET FLANGED, | 3 | P | 6210P SE
AMV036P | AL | L-A-13-000-002 | 2 | LAMP | LAMP, INCANDESCENT, QA 0, LAMP ASSY, ; INDICATED POWER ON, 125.000 VOLTS, FOR MODEL 15-3008 | 0 | C | 6625D SE
AVQ429P | AL | L-A-09-000-002 | 5 | LAMP | LAMP, NEON, QA 0, GLOW, T-2, 1 WIRE TERMINAL, 60/100 DC, 5 MA, LAMP, GLOW; NEION, ANSI 5AH, TUBULAR BULB T-2, 5 MA, 60-100 VDC, 1 | 0 | C | 6210P SE
AWC407T | AL | L-A-08-000-002 | 3 | LAMP | LAMP, INCANDESCENT, QA 0, WARNING, BAYONET CANDELABRA, RED, 36, LIGHT, WARNING; BASE TYPE: BAYONET CANDELABRA, LENS COLOR: RED VOLTAGE | 0 | P | 6210P SE
BAF167C | AL | T-A-05-000-002 | 150 | LAMP | LAMP, INCANDESCENT, QA 0, MINIATURE-CANDELABRA SCREW, CLEAR, 250, LAMP, INCANDESCENT; VOLTAGE: 250.00, LAMP BASE: MINI-CANDELABRA | 0 | C | 6210P SE
BFX352A | AL | L-A-09-000-002 | 5 | LAMP | LAMP, INCANDESCENT, QA 0, LAMP, INCANDESCENT; 1 AMP, FOR WHEAT LIGHT MODEL 175 BATTERY *** | 0 | C | 6210P SE
BKR728J | AL | L-A-03-000-002 | 350 | LAMP | LAMP, INCANDESCENT, QA 3, LAMP, INCANDESCENT; CARTRIDGE, 28 VOLTS, 40 MA, 0.3 SPHERICAL CANDLE | 3 | B | 6210P SE
BLD750W | AL | L-A-13-000-002 | 1 | LAMP | LAMP, HID, QA 0, DEUTERIUM, REPLACEMENT ASSY, WITH BRACKET, FOR | 0 | C | 6625D SE
BNH940N | AL | L-A-09-000-002 | 1 | LAMP | LAMP, INCANDESCENT, QA 0, ULTRAVIOLET, 115, LAMP, INCANDESCENT; VOLTAGE: 115.00, VOLTAGE TYPE: AC, SERVICE TYPE: | 0 | C | 6210P SE
BPV811W | AL | L-A-03-000-002 | 17 | LAMP | LAMP, TYPICAL, QA 0, BULB, ; FOR BETA AEROSOLS BEACON (BAB-1), ON RADCON *** | 0 | C | 6210P SE
BVE862M | AL | L-A-09-000-002 | 1 | LAMP | LAMP, INCANDESCENT, QA 3, LAMP, FLAME DETECTOR; INCANDESCENT, ALARM LAMP, FOR PYROTRONICS AIR | 3 | B | 6630D SE
BVK639Y | AL | L-A-09-000-002 | 2 | LAMP | LAMP, FLUORESCENT, QA 3, COLD CATHODE, RECORDER, JYC MODEL 4082 HR2400, CMPL 3760-01E PAGE 10 ITEM 12 | 3 | B | 6695D SE
BVR408L | AL | L-A-09-000-002 | 4 | LAMP | LAMP, TYPICAL, QA 3, ASSEMBLY, JYC HR-2500E RECORDER (MODEL 3880) | 3 | B | 6695D SE
BXG282H | AL | T-A-01-000-002 | 100 | LAMP | LAMP, INCANDESCENT, QA 3, LAMP, INCANDESCENT; VOLTAGE: 120.00, VOLTAGE TYPE: AC, LAMP BASE: | 3 | B | 6210P SE
BYX943M | AL | L-A-13-000-002 | 20 | LAMP | LAMP, INCANDESCENT, QA 3, MINIATURE, T-1-3/4, MINIATURE BI-PIN, 28, 0.040 | 3 | B | 6210P SE
CAB923D | AL | L-A-09-000-002 | 1 | LAMP | LAMP, INCANDESCENT, QA 3, LAMP, INDICATING; NMC SERIES 930, GREEN, FOR RADIATION MONITORING | 3 | B | 6210P SE
CAB933A | AL | L-A-09-000-002 | 3 | LAMP | LAMP, INCANDESCENT, QA 3, LAMP, INDICATING; NMC SERIES 930, RED, FOR RADIATION MONITORING PANELS | 3 | B | 6210P SE
CAB939X | AL | L-A-09-000-002 | 4 | LAMP | LAMP, INCANDESCENT, QA 3, LAMP, INDICATING; NMC SERIES 930, YELLOW, FOR RADIATION MONITORING | 3 | B | 6210P SE
CAB940Q | AL | L-A-09-000-002 | 3 | LAMP | LAMP, INCANDESCENT, QA 3, LAMP, INDICATING; NMC SERIES 930, BLUE, FOR RADIATION MONITORING | 3 | B | 6210P SE
CAD715A | AL | L-A-09-000-002 | 17 | LAMP | LAMP, TYPICAL, QA 0, LAMP, PANEL; TANUS LIGHT, 6-A-44-60-20. *** | 0 | B | 6210P SE
CGN132F | AL | R-A-05-000-002 | 1 | LAMP | LAMP, INCANDESCENT, QA 0, A-23, 150, 125/130, "NO SUBS", "PLANT USE ONLY" 12000HRS LIFE, 60 PER CASE | 0 | C | 6250D SE
CGN797R | AL | L-A-10-000-002 | 150 | LAMP | LAMP, FLUORESCENT, QA 0, T-10, 40, 48 IN, MEDIUM BI-PIN, 3400 INITIAL LUMENS, 3 YEAR WARRANTY | 0 | C | 6250D SE
BBR612P | AL | A-A-01-000-001 | 4 | LATCH | LATCH, TYPICAL, QA 2, LATCH, *TYPICAL *** LATCH ASSY, DOOR; VENTLOK MODEL 260, ZINC/ALUMINUM | 2 | P | 4710Y SE
BBR670L | AL | D-A-17-302-001 | 1 | LATCH | LATCH, MECHANICAL, QA 0, LATCH, ; DOOR, FOR HYDROGEN IGNITER CONTROL CABINET, DWG NO | 0 |  | 4710Y SE
BGL326K | AL | A-A-01-000-001 | 9 | LATCH | LATCH, MECHANICAL, QA 3, DOOR, , RIM; DOOR CATCH, FOR RECORDER, TEMPERATURE, SPEEDOMAX H, S/N E-73-39 | 3 | C | 6695D SE
BXK832Q | AC | - - - - | 2 | LATCH | LATCH, ELECTRICAL, QA 1, CIRCUIT BREAKER, CLOSING, ML-13 MECHANISM, FOR 6.9 KV MAGNA BLAST BREAKER | 1 | B | 5925B SE
CAJ285F | AL | A-A-01-000-001 | 4 | LATCH | LATCH, TYPICAL, QA 3, LATCH SET, MORTISE; DOOR PULL, FINISH: US26D, SIZE: 8-INCH *** | 3 | B | 4710Y SE
AGP673M | AL | L-A-09-000-002 | 1 | LATCH | LATCH, MECHANICAL, QA 0, LATCH, ASSY; RELAY, MECHANICAL, WH STYLE 4979D79G05, COIL 120 V, 60 | 0 | P | 5945D SE
AXT604A | AL | X-A-12-000-002 | 4 | LATCH | LATCH, ELECTRICAL, QA 1, LATCH, CIRCUIT BREAKER; METAL, FOR POWER CIRCUIT BREAKER, TYPE DS-532 | 1 | B | 5925B SE
BFV894F | AL | T-A-01-000-002 | 2 | LATCH | LATCH, ELECTRICAL, QA 0, LATCH, RELAY; 110/120 VAC, TYPE BFMLF, STYLE2604D30G02, FOR TYPE BF | 0 | P | 5945D SE
BKN873Q | AL | L-A-03-000-002 | 12 | LATCH | LATCH, TYPICAL, QA 3, LATCH, ASSY; C/O ONE EACH 0.25 X 1.50 IN SCREW, NUT, SPRING, LATCH *** | 3 | P | 4710Y SE
BNH204D | AL | M-A-01-000-002 | 11 | LATCH | LATCH, TYPICAL, QA 3, LATCH, RIM; FLUSH CUP, DUST AND MOISTURE SEAL, LEFT-HAND, WITH OUT KEY | 3 | P | 4710Y SE
BPW860M | AL | L-A-03-000-002 | 1 | LATCH | LATCH, ELECTRICAL, QA 3, DOOR, RELEASE; EMERGENCY WITH GLASS COVER AND HAMMER *** | 3 | B | 4710Y SE
BTB288H | AL | T-A-01-000-002 | 1 | LATCH | LATCH, MECHANICAL, QA 0, LATCH, DOOR; LATCH, TRIGGER LOCK, ACCESS DOOR ON SULLAIR COMPRESSOR | 0 | C | 4310I SE
BWR126P | AL | L-A-09-000-002 | 9 | LATCH | LATCH, TYPICAL, QA 3, LATCH ASSY, PANEL; UNIT FRAME, FOR 7700 LINE MOTOR CONTROL CENTER. *** | 3 | B | 61100 SE
BXB215T | AL | T-A-01-000-002 | 2 | LATCH | LATCH, ELECTRICAL, QA 3, LATCH, RELAY; LATCH, MAGNETIC, RELAY, USED ON WESTINGHOUSE AR440 | 3 | B | 5945D SE
CDR921N | AL | L-A-13-000-002 | 1 | LATCH | LATCH, TYPICAL, QA 3, LATCH, DOOR; LATCH STYLE: ROUND, ROD OPERATOR NO: 2 RODS, CAM STYLE: | 3 | C | 4710Y SE
AAV427M | AL | A-A-01-000-001 | 14 | LEAD | LEAD, TEST, QA 0, LEAD, TEST; TEST, MICRO HOOK TO MICRO HOOK, W/12 IN THERMOPLASTIC | 0 | P | 6625D SE
AAV527H | AL | A-A-01-000-001 | 20 | LEAD | LEAD, TEST, QA 0, LEAD, TEST; TEST, MICRO HOOK TO MICRO HOOK, W/12 IN THERMOPLASTIC | 0 | P | 6625D SE
AKV619L | AL | A-A-01-000-001 | 2 | LEAD | LEAD, TEST, QA 0, LEAD, TEST; TEST, BNC MALE TO SINGLE E-Z MINI HOOK, BLACK *** | 0 | P | 6625D SE
AWF011T | AL | A-A-01-000-001 | 6 | LEAD | LEAD, TEST, QA 0, LEAD, TEST; 32 IN (80 CM) LONG, RED, MINI-HOOK TO MINIATURE BANANA | 0 | P | 6625D SE
AYG863X | AL | D-B-16-000-001 | 185 | LEAD | LEAD, TEST, QA 0, LEAD, TEST; 24 IN (609.6 MM) LONG, WHITE, STACKUP STANDARD BANANA PLUG | 0 | P | 6625D SE
AYK666G | AL | D-B-16-000-001 | 179 | LEAD | LEAD, TEST, QA 0, LEAD, TEST; 12 IN (304.8 MM) LONG, GREEN, STACKUP STANDARD BANANA PLUG | 0 | P | 6625D SE
AYK668C | AL | D-B-16-000-001 | 169 | LEAD | LEAD, TEST, QA 0, LEAD, TEST; 24 IN (609.6 MM) LONG, BLUE, STACKUP STANDARD BANANA PLUG | 0 | P | 6625D SE
BFD920W | AL | A-A-01-000-001 | 4 | LEAD | LEAD, TEST, QA 0, LEAD, TEST; BLUE, INSULATED PVC MALE PLUGSON BOTH ENDS *** | 0 | P | 6625D SE
BTJ004E | AL | F-A-08-301-003 | 53 | LEAD | LEAD, TEST, QA 0, LEAD, TEST; PATCH CORO, MINIGRABBER TES CLIP, 24 INCHES LONG BLACK *** | 0 |  | 6625D SE
BTJ005C | AL | F-A-10-202-003 | 75 | LEAD | LEAD, TEST, QA 0, LEAD, TEST; PATCH CORO, MINIGRABBER TES CLIP, 24 INCHES LONG, RED *** | 0 |  | 6625D SE
BTJ013C | AL | F-A-08-302-005 | 74 | LEAD | LEAD, TEST, QA 0, LEAD, TEST; PATCH CORO, MINIGRABBER TES CLIP, EACH END 24 INCHES LONG | 0 |  | 6625D SE
BTJ031A | AL | F-A-10-202-002 | 75 | LEAD | LEAD, TEST, QA 0, LEAD, TEST; PATCH CORO, MINIGRABBER TES CLIP EACH END 24 INCHES LONG | 0 |  | 6625D SE
BTJ047T | AL | F-A-08-302-002 | 75 | LEAD | LEAD, TEST, QA 0, LEAD, TEST; PATCH CORD, MINIGRABBER TEST CLIP, EACH END 12 INCHES | 0 |  | 6625D SE
BTJ125A | AL | F-A-08-302-003 | 75 | LEAD | LEAD, TEST, QA 0, LEAD, TEST; PATCH CORD, MINI GRABBER TEST CLIP TO RETRACTABLE SHEATH | 0 |  | 6625D SE
BTJ131F | AL | F-A-08-302-005 | 75 | LEAD | LEAD, TEST, QA 0, LEAD, TEST; PATCH CORD, MINI GRABBER TEST CLIP TO RETRACTABLE SHEATH | 0 |  | 6625D SE
BTJ139Y | AL | F-A-08-301-001 | 34 | LEAD | LEAD, TEST, QA 0, LEAD, TEST; PATCH CORD, MINI GRABBER TEST CLIP TO RETRACTABLE SHEATH | 0 |  | 6625D SE
BTJ140R | AL | F-A-10-202-003 | 60 | LEAD | LEAD, TEST, QA 0, LEAD, TEST; PATCH CORD, MINIGRABBER TEST CLIP TO RETRACTABLE SHEATH | 0 |  | 6625D SE
BTJ173Y | AL | F-A-08-302-004 | 75 | LEAD | LEAD, TEST, QA 0, LEAD, TEST; PATCH CORD, RETRACTABLE SHEATH, STACKING BANANA PLUG, EACH | 0 |  | 6625D SE
BTJ175T | AL | F-A-10-202-004 | 70 | LEAD | LEAD, TEST, QA 0, LEAD, TEST; PATCH CORD, RETRACTABLE SHEATH STACKING BANANA PLUG, EACH | 0 |  | 6625D SE
BTJ176Q | AL | F-A-04-202-002 | 39 | LEAD | LEAD, TEST, QA 0, LEAD, TEST; PATCH CORD, RETRACTABLE SHEATH STACKING BANANA PLUG, EACH | 0 |  | 6625D SE
BTJ177N | AL | F-A-08-301-001 | 75 | LEAD | LEAD, TEST, QA 0, LEAD, TEST; PATCH CORD, RETRACTABLE SHEATH STACKING BANANA PLUG, EACH | 0 |  | 6625D SE
BTJ183V | AL | F-A-08-301-001 | 25 | LEAD | LEAD, TEST, QA 0, LEAD, TEST; PATCH CORD, RETRACTABLE SHEATH STACKING BANANA PLUG EACH | 0 |  | 6625D SE
BTJ187K | AL | F-A-08-302-003 | 5 | LEAD | LEAD, TEST, QA 0, LEAD, TEST; PATCH CORD, RETRACTABLE SHEATH STACKING BANANA PLUG, EACH | 0 |  | 6625D SE
BTJ187K | AL | D-A-29-301-003 | 20 | LEAD | LEAD, TEST, QA 0, LEAD, TEST; PATCH CORD, RETRACTABLE SHEATH STACKING BANANA PLUG, EACH | 0 |  | 6625D SE
AKV619L | AL | M-A-08-000-002 | 4 | LEAD | LEAD, TEST, QA 0, LEAD, TEST; TEST, BNC MALE TO SINGLE E-Z MINI HOOK, BLACK *** | 0 | P | 6625D SE
ARW889C | AL | T-A-05-000-002 | 146 | LEAD | LEAD, ELECTRICAL, QA 0, CONTACT/FLEXIBLE, *** FOR DC CONTACTORS ON ELEVATOR | 0 | C | 6150E SE
BTJ082Q | AL | L-A-09-000-002 | 23 | LEAD | LEAD, TEST, QA 0, LEAD, TEST; PATCH CORD, MINI GRABBER TEST CLIP, EACH END 48 INCHES | 0 | C | 6625D SE
AAT097C | AL | A-A-01-000-001 | 22 | LENS | LENS, COVER, QA 3, LENS, LIGHT; YELLOW, FOR LAMPHOLDER, TYPE ET16 *** | 3 | P | 6210P SE
ABT390W | AL | A-A-01-000-001 | 10 | LENS | LENS, CAP, QA 0, LENS, INDICATOR; INDICATING LAMP, AMBER, ROUND MINALITE. *** | 0 | C | 6210P SE
ABT694W | AL | A-A-01-000-001 | 25 | LENS | LENS, CAP, QA 3, LENS, LIGHT; INDICATING LAMP, CLEAR. *** | 3 | P | 6210P SE
ABT894L | AL | A-A-01-000-001 | 34 | LENS | LENS, CAP, QA 3, LENS, LIGHT; INDICATING LAMP, WHITE. *** | 3 | P | 6210P SE
ACT092A | AL | D-A-32-302-005 | 1 | LENS | LENS, CAP, QA 0, LENS, INDICATOR; INDICATING LAMP, CLEAR *** | 0 | C | 6210P SE
AFT492G | AL | D-A-32-302-001 | 35 | LENS | LENS, COVER, QA 0, LENS, LIGHT; USAGE DESIGN: TRRANSLUCENT, COLOR: RED *** | 0 | P | 6210P SE
AFT494C | AL | D-A-32-302-003 | 7 | LENS | LENS, COVER, QA 0, LENS, LIGHT; COLOR: AMBER *** | 0 |  | 6210P SE
AQE818J | AL | A-A-01-000-001 | 5 | LENS | LENS, TYPICAL, QA 0, LIGHT, PLASTIC, RED, LENS, LIGHT; MATERIAL: PLASTIC, COLOR: RED *** | 0 | P | 6210P SE
AQE819G | AL | A-A-01-000-001 | 4 | LENS | LENS, COVER, QA 3, LENS, LIGHT; INDICATING LAMP, RED, SNAP-IN TYPE *** | 3 | P | 6210P SE
ARE809E | AL | A-A-01-000-001 | 12 | LENS | LENS, TYPICAL, QA 0, LENS, ; PRESSURE GAGE, CROWNED, FOR MINE SAFETY APPLIANCE RESPIRATOR | 0 | P | 5680B SE
ARG897B | AL | D-A-12-201-000 | 2 | LENS | LENS, CAP, QA 3, PUSHBUTTON, AMBER, PLASTIC, , LIGHT | 3 |  | 6210P SE
ARH353F | AL | A-A-01-000-001 | 41 | LENS | LENS, CAP, QA 3, LENS, LIGHT; GREEN, PLASTIC, PLAIN FINISH *** | 3 | P | 6210P SE
ARH354D | AL | A-A-01-000-001 | 36 | LENS | LENS, CAP, QA 3, LENS, LIGHT; RED, PLASTIC, PLAIN FINISH *** | 3 | P | 6210P SE
ARQ213V | AL | A-A-01-000-001 | 9 | LENS | LENS, TYPICAL, QA 3, LENS, LIGHT; PLASTIC,COLOR,RED,STANDARD TYPE K,FOR PILOT LIGHT *** | 3 | P | 6210P SE
AVV362E | AL | A-A-01-000-001 | 7 | LENS | LENS, CAP, QA 0, INDICATOR, RED, FOR LAMPHOLDER, TYPE ET-16, NO 0116B6708G4 | 0 | C | 6210P SE
AWC326R | AL | A-A-01-000-001 | 2 | LENS | LENS, CAMERA, QA 0, LENS, CAMERA,TELEVISION; 75MM, FOR SECURITY TELEVISION CAMERA, MODEL | 0 | P | 5840M SE
AWF197T | AL | A-A-01-000-001 | 11 | LENS | LENS, TYPICAL, QA 3, LENS, LIGHT; GREEN, PLASTIC, SCREW TYPE, FOR PUSH-TO-TEST, INDICATOR | 3 | P | 6210P SE
AYG506P | AL | 5-B-01-201-000 | 25 | LENS | LENS, TYPICAL, QA 0, LIGHT, 48 IN (4 FT), WHITE, LIGHT; LENGTH: 48.000 IN, COLOR: WHITE *** | 0 | P | 6210P SE
BDD412H | AC | - - - - | 51 | LENS | LENS, COVER, QA 3, RED, LENS, LIGHT; RED, FOR ANNUNCIATOR, ON CONTROL CABINET *** | 3 | P | 6210P SE
BDM607R | AL | D-A-04-302-006 | 61 | LENS | LENS, COVER, QA 3, LENS, LIGHT; WHITE, PLASTIC *** | 3 | C | 6210P SE
BDM607R | AL | P-A-LL-ET0-063 | 100 | LENS | LENS, COVER, QA 3, LENS, LIGHT; WHITE, PLASTIC *** | 3 | C | 6210P SE
BDM610F | AL | D-A-04-301-004 | 75 | LENS | LENS, COVER, QA 3, LENS, LIGHT; GREEN, PLASTIC *** | 3 | C | 6210P SE
BFA037B | AL | D-A-13-301-001 | 20 | LENS | LENS, COVER, QA 3, LENS, LIGHT; RED, FACETED, SCREW-TYPE, UNFROSTED *** | 3 |  | 6210P SE
BHM647K | AL | A-A-01-000-001 | 3 | LENS | LENS, TYPICAL, QA 0, LENS, LIGHT; YELLOW, FOR POW-CON WELDING MACHINE, MODEL 300ST *** | 0 | C | 3433A SE
BHM800J | AL | D-A-06-201-001 | 22 | LENS | LENS, COVER, QA 3, PLASTIC, RED, , FOR PUSH BUTTON STATION | 3 | P | 6210P SE
BJA662A | AL | F-A-02-201-005 | 22 | LENS | LENS, COVER, QA 0, LENS, LIGHT; STYLE: RECTANGULAR, LENGTH: 48.000 IN *** | 0 |  | 6210P SE
BJY855P | AL | D-A-32-302-001 | 3 | LENS | LENS, COVER, QA 0, CYLINDRICAL, PLASTIC, RED, THREADED, LENS, LIGHT; STYLE: CYLINDRICAL, MATERIAL: PLASTIC, MOUNTING METHOD: | 0 |  | 6210P SE
BKB540Q | AL | F-A-04-202-005 | 40 | LENS | LENS, CAP, QA 0, RED, PLASTIC, THREADED, LENS, LIGHT; STYLE: CYLINDRICAL, MATERIAL: PLASTIC MOUNTING METHOD: | 0 |  | 6210P SE
BKR639H | AL | A-A-01-000-001 | 500 | LENS | LENS, WELDING, QA 0, HELMET, GLASS, 2 IN, 4-1/4 IN, #10 | 0 | P | 4240P SE
BKR639H | AL | Z-Z-ZZ-ZZZ-ZZZ | 1200 | LENS | LENS, WELDING, QA 0, HELMET, GLASS, 2 IN, 4-1/4 IN, #10 | 0 | P | 4240P SE
BKY659H | AC | - - - - | 2 | LENS | LENS, CAP, QA 0, LIGHT, AMBER, PLASTIC, LENS, LIGHT; STYLE: SQUARE, MATERIAL: PLASTIC, COLOR: AMBER *** | 0 | P | 6210P SE
BKY660C | AL | D-A-25-302-005 | 20 | LENS | LENS, CAP, QA 0, LENS, LIGHT; STYLE: SQUARE, MATERIAL: PLASTIC, COLOR: GREEN *** | 0 |  | 6210P SE
BKY661Y | AL | F-A-04-202-005 | 13 | LENS | LENS, CAP, QA 0, LENS, LIGHT; MATERIAL: PLASTIC, COLOR: RED *** | 0 |  | 6210P SE
BLA719T | AL | F-A-04-202-003 | 85 | LENS | LENS, WELDING, QA 0, HELMET, 2 IN, 4-1/2 IN, #10, LENS, HELMET,WELDERS; TYPE: FILTER, WIDTH: 2.000 IN, LENGTH: 4.250 IN | 0 |  | 4240P SE
BNP037W | AL | D-A-32-302-005 | 8 | LENS | LENS, TYPICAL, QA 0, LENS, INDICATOR; GREEN, FOR LAMP HOLDER, INDICATING, P/N S530004. *** | 0 |  | 6210P SE
BPN444P | AL | F-A-19-102-001 | 98 | LENS | LENS, CAP, QA 3, LIGHT, RED, , INDICATING, FOR RADIATION MONITORING SYSTEM | 3 | B | 6210P SE
BRG647V | AL | Z-Z-ZZ-ZZZ-ZZZ | 275 | LENS | LENS, WELDING, QA 0, HELMET, 2 IN, 4-1/4 IN, #10, FILTER | 0 | B | 4240P SE
BTL536A | AL | F-C-08-064-001 | 50 | LENS | LENS, TYPICAL, QA 3, LENS, INDICATOR; BLANK, FOR WINDOW BOX XA-55-23 *** | 3 | B | 6210P SE
BYT880E | AL | F-A-08-302-005 | 13 | LENS | LENS, TYPICAL, QA 3, LENS, INDICATOR; AMBER FLUTED, FOR LEDTRONICS LAMPHOLDER *** | 3 |  | 6210P SE
CEG324H | AL | F-A-02-101-001 | 13 | LENS | LENS, CAP, QA 3, LIGHT, RED, PLASTIC, FNPT, , STYLE: CYLINDRICAL | 3 |  | 6210P SE
AAT097C | AL | L-A-09-000-002 | 445 | LENS | LENS, COVER, QA 3, LENS, LIGHT; YELLOW, FOR LAMPHOLDER, TYPE ET16 *** | 3 | P | 6210P SE
AFT492G | AL | M-A-06-000-002 | 9 | LENS | LENS, COVER, QA 0, LENS, LIGHT; USAGE DESIGN: TRRANSLUCENT, COLOR: RED *** | 0 | P | 6210P SE
AFT493E | AL | M-A-02-000-002 | 5 | LENS | LENS, COVER, QA 0, LENS, LIGHT; MATERIAL: GLASS, COLOR: GREEN *** | 0 | P | 6210P SE
AVY772B | AL | M-A-16-000-002 | 4 | LENS | LENS, TYPICAL, QA 2, LENS, ; PHOSPHOR-PLASTIC, 000.630 DIA X 000.010 IN THK, SPECIAL, FOR | 2 | P | 6630D SE
AWF198Q | AL | M-A-04-000-002 | 2 | LENS | LENS, TYPICAL, QA 3, LENS, LIGHT; AMBER, PLASTIC, SCREW TYPE, FOR PUSH-TO-TEST, INDICATOR | 3 | P | 6210P SE
AWQ272Q | AL | L-A-03-000-002 | 57 | LENS | LENS, COVER, QA 3, LIGHT, BLUE, SCREW-ON, , TRANSPARENT | 3 | P | 6210P SE
AWQ424V | AL | L-A-09-000-002 | 89 | LENS | LENS, CAP, QA 0, INDICATOR, CLEAR, PLASTIC, LENS, INDICATOR; PLASTIC, CLEAR, FOR MODEL ET-16 LAMPHOLDER *** | 0 | C | 6210P SE
AXM761J | AL | L-A-09-000-002 | 5 | LENS | LENS, COVER, QA 0, LENS, LIGHT; COLOR: YELLOW *** | 0 | P | 6210P SE
AXM762G | AL | L-A-09-000-002 | 14 | LENS | LENS, COVER, QA 0, LENS, LIGHT; COLOR: BLUE *** | 0 | P | 6210P SE
AXM763E | AL | L-A-09-000-002 | 12 | LENS | LENS, COVER, QA 0, LENS, LIGHT; COLOR: RED *** | 0 | P | 6210P SE
AXM764C | AL | L-A-09-000-002 | 3 | LENS | LENS, COVER, QA 0, LENS, LIGHT; COLOR: BLUE *** | 0 | P | 6210P SE
AXM765A | AL | L-A-09-000-002 | 3 | LENS | LENS, COVER, QA 0, LENS, LIGHT; COLOR: GREEN *** | 0 | P | 6210P SE
AXM770W | AL | L-A-09-000-002 | 3 | LENS | LENS, COVER, QA 0, LENS, LIGHT; COLOR: YELLOW *** | 0 | P | 6210P SE
AXM771F | AL | L-A-09-000-002 | 40 | LENS | LENS, COVER, QA 0, LENS, LIGHT; COLOR: GREEN *** | 0 | P | 6210P SE
BDC026J | AL | L-A-03-000-002 | 4 | LENS | LENS, COVER, QA 3, LENS, LIGHT; GREEN, FOR ANNUNCIATOR ASSY 8411634, ON CONTROL PANEL | 3 | P | 6210P SE
BDD412H | AL | L-A-13-000-002 | 118 | LENS | LENS, COVER, QA 3, RED, LENS, LIGHT; RED, FOR ANNUNCIATOR, ON CONTROL CABINET *** | 3 | P | 6210P SE
BEW508H | AL | L-A-03-000-002 | 257 | LENS | LENS, COVER, QA 0, INDICATOR, PLASTIC, AMBER, THREADED | 0 | C | 6210P SE
BFA515A | AL | L-A-03-000-002 | 2 | LENS | LENS, COVER, QA 3, LENS, LIGHT; GREEN, FACETED, SCREW TYPE UNFROSTED *** | 3 | P | 6210P SE
BHV929A | AL | L-A-03-000-002 | 16 | LENS | LENS, COVER, QA 3, LIGHT, WHITE, SCREW-ON | 3 | B | 6210P SE
BKY659H | AL | L-A-09-000-002 | 1 | LENS | LENS, CAP, QA 0, LIGHT, AMBER, PLASTIC, LENS, LIGHT; STYLE: SQUARE, MATERIAL: PLASTIC, COLOR: AMBER *** | 0 | P | 6210P SE
BKY659H | AL | L-A-13-000-002 | 23 | LENS | LENS, CAP, QA 0, LIGHT, AMBER, PLASTIC, LENS, LIGHT; STYLE: SQUARE, MATERIAL: PLASTIC, COLOR: AMBER *** | 0 | P | 6210P SE
BLD492D | AL | L-A-09-000-002 | 110 | LENS | LENS, CAP, QA 3, INDICATOR, GREEN, LENS, LIGHT; GREEN, FOR INDICATOR, PILOT LIGHT, 120 VOLTS. *** | 3 | P | 6210P SE
BLD493B | AL | L-A-03-000-002 | 50 | LENS | LENS, CAP, QA 3, LENS, LIGHT; RED, FOR INDICATOR, PILOT LIGHT, 120 VOLTS. *** | 3 | P | 6210P SE
BLL515P | AL | L-A-03-000-002 | 1 | LENS | LENS, CAP, QA 3, LENS, SWITCH ACTUATING; PUSHBUTTON, FACE READS FCV 85-37E. P/N | 3 | C | 6210P SE
BPX751A | AL | T-A-01-000-002 | 2 | LENS | LENS, TYPICAL, QA 3, LENS, LIGHT; RED, PUSH TO TEST, FOR MANIPULATOR CRANE, SPIN FHSCMC *** | 3 | B | 6210P SE
BTC428N | AL | L-A-03-000-002 | 8 | LENS | LENS, COVER, QA 3, LENS, LIGHT; WHITE, FOR ANNUNCIATOR ON CONTROL CABINET. *** | 3 | C | 6210P SE
BTV343H | AL | L-A-09-000-002 | 4 | LENS | LENS, COVER, QA 3, LENS, INDICATOR; LEXAN, FOR 227/227A D/P INDICATOR AND MODEL 289/289A | 3 | B | 6210P SE
BXD724T | AL | L-A-13-000-002 | 10 | LENS | LENS, TYPICAL, QA 3, INDICATOR, LENS, INDICATOR; CASE WITH RING FOR PRESSURE INDICATOR, MODEL 82843-A | 3 | C | 6210P SE
BXD728J | AL | L-A-13-000-002 | 15 | LENS | LENS, TYPICAL, QA 3, LENS, INDICATOR; WITH LENS (POLYPROPYLENE), FOR GAGE, PRESSURE, DIAL | 3 | C | 6210P SE
ATW200N | AL | A-A-01-000-001 | 2 | LETTER & NUMERAL SET | LETTER & NUMERAL SET, SIGN, QA 0, CONDENSED GOTHIC, 1 IN, VINYL, BLACK, ADHESIVE BACKED, LETTER & NUMERAL SET, SIGN; 1 IN VINYL CHARACTERS 5 | 0 | P | 9905K SE
BFA700V | AL | D-A-25-301-000 | 2 | LETTER & NUMERAL SET | LETTER & NUMERAL SET, SIGN, QA 0, CONDENSED GOTHIC, 3 IN, WHITE, REFLECTIVE, LETTER & NUMERAL SET, SIGN; 3 IN, CONDENSED GOTHIC, WHITEREFLEC | 0 |  | 9905K SE
BTH654K | AL | F-A-10-301-001 | 2 | LETTER & NUMERAL SET | LETTER & NUMERAL SET, SIGN, QA 0, CONDENSED GOTHIC, 3 IN, BLACK, LETTER, ; 3" BLACK LETTERING GOTHIC KIT *** | 0 |  | 3810T SE
AVV174F | AL | T-A-12-000-002 | 2 | LETTER & NUMERAL SET | LETTER & NUMERAL SET, SIGN, QA 0, CONDENSED GOTHIC, 1 IN, VINYL, BLACK, QUICK ALIGN, LETTER & NUMERAL SET, SIGN; VINYL CHARACTERS, 1 IN, BLA | 0 | P | 9905K SE
BPK962G | AL | D-A-06-102-001 | 1 | LEVEL | LEVEL, HAND, QA 0, LEVEL, CROSS TEST; CROSS TEST:EDP50569, FOR SEISMIC MONITORING SYSTEM | 0 |  | 5210S SE
AYV223A | AC | - - - - | 3 | LEVER | LEVER, TYPICAL, QA 3, DECLUTCH, FOR VALVE ACTUATOR, TYPE SMB0-4. | 3 | C | 48200 SE
BKB876B | AL | F-C-08-064-001 | 2 | LEVER | LEVER, TYPICAL, QA 3, LEVER, ACTUATOR; STEEL, REF 15, FOR MANUAL VALVE ACTUATOR, SIZE MDT-1 | 3 | P | 48200 SE
BQM103J | AL | A-A-01-000-001 | 1 | LEVER | LEVER, TYPICAL, QA 0, LEVER, VALVE; C/O ROLLER, PIN, AND SET SCREW, FOR A 10.00 INCH | 0 | C | 48200 SE
BWC089W | AL | A-A-01-000-001 | 12 | LEVER | LEVER, TYPICAL, QA 1, LEVER ASSY, GOVERNOR; CONTROL ROD FOR DIESEL ENGINE MODEL 16-645E4 | 1 | B | 2910O SE
BWN719B | AL | A-A-01-000-001 | 22 | LEVER | LEVER, TYPICAL, QA 2, SWITCH, 3/4 IN, 1-1/2 IN, , LIMIT SWITCH, STYLE SLO, SIDE ROLLER 1" OFFSET TYPE, LEVER-BRONZE | 2 | B | 59300 SE
BXT430L | AL | A-A-01-000-001 | 20 | LEVER | LEVER, TYPICAL, QA 3, LEVER, LOCK; THUMBTURN, CAST BRASS OR BRONZE, TURN SIZE: 1 1/4" | 3 | C | 4710Y SE
AFJ003V | AL | L-A-03-000-002 | 1 | LEVER | LEVER, TYPICAL, QA 0, LEVER, ; VALVE, REF 11, FOR MDT-2 OPERATOR, CYLINDER OPERATION, DWG | 0 | P | 48200 SE
AFW337J | AL | M-A-16-000-002 | 7 | LEVER | LEVER, TYPICAL, QA 2, LEVER ASSY, ; FOR FOXBORO CO TRANSMITTER, SERIES E10 *** | 2 | P | 6695D SE
AXP034Y | AL | L-A-09-000-002 | 6 | LEVER | LEVER, TYPICAL, QA 3, LEVER, BRAKE,ELECTRIC; ALUMINUM, SOLENOID, FOR SUPPORT PLATE ASSY, PN | 3 | P | 61100 SE
AXP563C | AL | L-A-09-000-002 | 3 | LEVER | LEVER, TYPICAL, QA 3, LEVER, HEAVY EQUIPMENT; WITH SOLENOID & PINION, FOR SUPPORT PLATE ASSY | 3 | P | 2910O SE
AXR210F | AL | M-A-06-000-002 | 31 | LEVER | LEVER, TYPICAL, QA 2, LEVER, MANUAL CONTROL; STEEL, REF 13, FIG 19, FOR AIRCIRCUIT BREAKER | 2 | P | 5925B SE
AXX986G | AL | M-A-16-000-002 | 2 | LEVER | LEVER, TYPICAL, QA 2, LEVER, ; TOP, REF 31, FOR 6X10 IN SAFETY RELIEF VALVE, TYPE 3787 DWG | 2 | P | 48200 SE
BCL758E | AL | L-A-09-000-002 | 1 | LEVER | LEVER, TYPICAL, QA 0, LEVER, ; PRESSURE, FOR RECORDER, MULTIPLE PURPOSE, SPEEDOMAX 100 | 0 | P | 6695D SE
BJH413V | AL | M-A-01-000-002 | 1 | LEVER | LEVER, TYPICAL, QA 0, LEVER, FIRE HYDRANT; BRONZE, DRAIN, FOR UPSTANDING COMPRESSION TYPE | 0 | P | 4210N SE
BKB875D | AL | M-A-15-000-002 | 2 | LEVER | LEVER, TYPICAL, QA 3, LEVER, ACTUATOR; STEEL, REF 9, FOR MANUAL VALVEACTUATOR, SIZE MDT-3 | 3 | C | 48200 SE
BKB881J | AL | M-A-15-000-002 | 2 | LEVER | LEVER, TYPICAL, QA 3, LEVER, ACTUATOR; FINGER, STEEL, REF 12, FOR MANUAL VALVE ACTUATOR | 3 | C | 48200 SE
BLP026E | AL | M-A-12-000-002 | 6 | LEVER | LEVER, TYPICAL, QA 3, LEVER ASSY, ; FOR TRANSMITTER, SERIES E10. *** | 3 | P | 6695D SE
BVV142M | AL | L-A-09-000-002 | 1 | LEVER | LEVER, TYPICAL, QA 2, SWITCH/OPERATING, 2-1/2 IN, STEEL, LEVER, SWITCH; OPERATING, REGULAR STRAIGHT TYPE, LENGTH (L DIMENSION): | 2 | B | 59300 SE
BWH366C | AL | A-A-01-000-001 | 4 | LID | LID, COVER, QA 0, BEAKER, LABORATORY; LIDS, FOR 100ML POLY BEAKER, METTLER P/N 101448 | 0 | B | 6630D SE
ABT695T | AL | A-A-01-000-001 | 3 | LIGHT | LIGHT, ELECTRICAL, QA 3, LIGHT, INDICATOR; MOGUL BASE, (SOCKET), SHOCK MOUNT, FOR CIRCLE D | 3 | C | 6210P SE
ACY777X | AL | D-A-32-302-003 | 2 | LIGHT | LIGHT, ELECTRICAL, QA 0, LIGHT, INDICATOR; INCANDESCENT LAMP, GREEN LENS *** | 0 |  | 6210P SE
ADT695E | AL | D-A-32-302-001 | 2 | LIGHT | LIGHT, ELECTRICAL, QA 0, LIGHT, INDICATOR; PILOT, 3 EA PER PACKAGE *** | 0 |  | 6210P SE
ADY171W | AL | D-A-32-302-001 | 35 | LIGHT | LIGHT, ELECTRICAL, QA 0, INDICATOR, 6, GREEN, LIGHT, INDICATOR; 6 VOLTS, GREEN LENS, 200 MA *** | 0 |  | 6210P SE
ADY271Q | AL | D-A-32-302-001 | 35 | LIGHT | LIGHT, ELECTRICAL, QA 0, INDICATOR, 6, RED, LIGHT, INDICATOR; 6 VOLTS, RED LENS, 200 MA *** | 0 |  | 6210P SE
ADY371L | AL | A-A-01-000-001 | 3 | LIGHT | LIGHT, ELECTRICAL, QA 1, INDICATOR, 125, 0.33, RED, FOR SHUTDOWN BOARD | 1 | P | 6210P SE
ADY571C | AL | A-A-01-000-001 | 4 | LIGHT | LIGHT, ELECTRICAL, QA 3, LIGHT, INDICATOR; INCANDESCENT, 125 VOLTS, CLEAR LENS, T-3 1/4 | 3 | P | 6210P SE
AET098H | AL | A-A-01-000-001 | 2 | LIGHT | LIGHT, ELECTRICAL, QA 3, LIGHT, INDICATOR; 125 VOLTS, YELLOW, 75 WATTS *** | 3 | P | 6210P SE
AFT199E | AL | D-A-30-301-002 | 7 | LIGHT | LIGHT, ELECTRICAL, QA 0, INDICATOR, 120, RED, LIGHT, INDICATOR; RED LENS, SERIES 90K, FOR INVERTER, 120 VOLTS *** | 0 |  | 6210P SE
AFT299A | AL | D-A-32-302-005 | 4 | LIGHT | LIGHT, ELECTRICAL, QA 0, INDICATOR, 120, WHITE, LIGHT, INDICATOR; WHITE BLANK LENS, SERIES 90K, FOR INVERTER, 120 | 0 |  | 6210P SE
AFT591E | AL | D-A-32-302-005 | 6 | LIGHT | LIGHT, ELECTRICAL, QA 0, INDICATOR, T-2, (2) SOLDER LUG TERMINALS, PANEL, WITHOUT LENS, PILOT LIGHT, LESS LAMP & LENS. | 0 | P | 6210P SE
AFT898K | AL | D-A-32-302-001 | 2 | LIGHT | LIGHT, ELECTRICAL, QA 0, INDICATOR, 120, AMBER, LIGHT, INDICATOR; AMBER LENS, SERIES 90K, FOR INVERTER, 120 VOLTS *** | 0 |  | 6210P SE
AFT998F | AL | D-A-32-302-001 | 3 | LIGHT | LIGHT, ELECTRICAL, QA 0, INDICATOR, 120, GREEN, LIGHT, INDICATOR; GREEN LENS, SERIES 90K, FOR INVERTER, 120 VOLTS *** | 0 |  | 6210P SE
ANT283E | AL | D-A-32-302-001 | 2 | LIGHT | LIGHT, ELECTRICAL, QA 0, INDICATOR, 120, RED, LIGHT, INDICATOR; 120 VAC, RED LENS, TRANSFORMERTYPE, OIL TIGHT, STYLE | 0 |  | 6210P SE
AQQ771Y | AL | D-A-32-302-001 | 3 | LIGHT | LIGHT, ELECTRICAL, QA 0, INDICATOR, 115, 60 HZ, LIGHT, INDICATOR; ALARM, HUMISTAT, 115 V, 60 HZ, MOUNTED IN METAL | 0 |  | 6210P SE
ARB933V | AL | A-A-01-000-001 | 1 | LIGHT | LIGHT, ELECTRICAL, QA 3, LIGHT, INDICATOR; TYPE ET-16, WITH RED LENS CAP,120 VOLT, 1900 OHM *** | 3 | P | 6210P SE
ARL705V | AL | A-A-01-000-001 | 10 | LIGHT | LIGHT, ELECTRICAL, QA 0, INDICATOR, 125, 0.33, RED, CYLINDRICAL, LIGHT, INDICATOR; RED CYLINDRICAL LENS,125 VOLTS0.333 WATT,3200 | 0 | P | 6210P SE
ARQ515B | AL | D-A-29-301-000 | 1 | LIGHT | LIGHT, ELECTRICAL, QA 0, INDICATOR, ET-5, 140 DC, 3300, GREEN, LIGHT, INDICATOR; GREEN LENS, TYPE ET-5, 3300 OHM, 140 VDC, RESISTOR | 0 |  | 6210P SE
ATF723C | AL | A-A-01-000-001 | 2 | LIGHT | LIGHT, ELECTRICAL, QA 0, INDICATOR, 125, 3200, RED, W/ RESISTOR, LIGHT, INDICATOR; ELECTRICAL, MINALITE, WITH RESISTORS 11244145B, 3200 | 0 | P | 6210P SE
ATN549X | AL | A-A-01-000-001 | 13 | LIGHT | LIGHT, ELECTRICAL, QA 3, LIGHT, INDICATOR; C/W RED LENS *** | 3 | P | 6210P SE
AVB586A | AL | A-A-01-000-001 | 4 | LIGHT | LIGHT, ELECTRICAL, QA 3, LIGHT, INDICATOR; PILOT, BI-PIN BASE, WITH RED LENS, 75 WATT, 125 VOLT | 3 | P | 6210P SE
AVY715P | AL | 1-B-08-000-001 | 1 | LIGHT | LIGHT, ELECTRICAL, QA 3, LIGHT ASSY, RECORDER; FLEXELECT B SWITCH POINT SELECTION, FOR | 3 | P | 6695D SE
AWR714D | AL | A-A-01-000-001 | 1 | LIGHT | LIGHT, ELECTRICAL, QA 0, LIGHT, BEACON; LENS COLOR: RED *** | 0 | P | 6210P SE
AYD773E | AL | D-A-32-302-001 | 17 | LIGHT | LIGHT, ELECTRICAL, QA 0, INDICATOR, SOLDER, RED/NEON, LIGHT, INDICATOR; NEON, RED, SOLDER CONNECTORS *** | 0 |  | 6210P SE
AYG503X | AL | D-A-32-302-001 | 11 | LIGHT | LIGHT, ELECTRICAL, QA 0, INDICATOR, SOLDER, GREEN/NEON, LIGHT, INDICATOR; NEON, GREEN, SOLDER CONNECTORS *** | 0 |  | 6210P SE
AYQ957B | AL | D-A-32-302-005 | 2 | LIGHT | LIGHT, ELECTRICAL, QA 0, INDICATOR, 130, WHITE, W/ 2 LAMPS/BLNK NAMEPLATE, LIGHT, INDICATOR; 130 VOLTS, WHITE LENS, WITH TWO LAMPS, 6 WATTS | 0 |  | 6210P SE
BAP923N | AL | A-A-01-000-001 | 1 | LIGHT | LIGHT, ELECTRICAL, QA 0, INDICATOR, 28 IN LEADS, CLEAR, LIGHT, INDICATOR; CLEAR MAGNIFIED LENS, 28 IN LEADS, FOR PERTEC DISC | 0 | P | 6210P SE
BBV407F | AL | A-A-01-000-001 | 2 | LIGHT | LIGHT, ELECTRICAL, QA 3, LIGHT, INDICATOR; 2 WIRE LEADS, RED LENS *** | 3 | P | 6210P SE
BGN862G | AL | D-A-08-102-001 | 18 | LIGHT | LIGHT, ELECTRICAL, QA 3, LIGHT, INDICATOR; RED LENS, ZONE ALARM *** | 3 |  | 6210P SE
BHR853V | AL | A-A-01-000-001 | 3 | LIGHT | LIGHT, ELECTRICAL, QA 0, LIGHT, INDICATOR; GREEN, MODEL DS-302, FOR CONDUCTIVITY METER *** | 0 | P | 6210P SE
BJE070H | AL | F-A-06-202-004 | 22 | LIGHT | LIGHT, ELECTRICAL, QA 0, LIGHT, INDICATOR; 120 VAC, PILOT, FOR HEAT GUN, MODEL 46-013 *** | 0 |  | 6210P SE
BJL665G | AL | F-A-04-202-002 | 7 | LIGHT | LIGHT, ELECTRICAL, QA 0, INDICATOR, WHITE, 2 IN OCTANGLE, LIGHT, INDICATOR; WHITE LENS, 2 IN OCTANGLE *** | 0 |  | 6210P SE
BKA308P | AL | F-A-10-302-002 | 10 | LIGHT | LIGHT, EXTENSION, QA 0, LIGHT, EXTENSION; FEATURES: INSULATED GUARDS *** | 0 |  | 6230R SE
BKB488L | AL | F-A-22-102-001 | 1 | LIGHT | LIGHT, ELECTRICAL, QA 0, UNDERWATER, 125, 1000, 75 FT CABLE LENGTH, 18-8 SS CONSTRUCTION, PLEXIGLASS FACEPLATE, W/ NEMA TYPE L5-15R TWIST- | 0 | C | 6210P SE
BKY621B | AL | F-A-08-301-001 | 1 | LIGHT | LIGHT, ELECTRICAL, QA 1, INDICATOR, AMBER, LIGHT, INDICATOR; AMBER, FOR SHUTDOWN BOARD TRANSFORMER. *** | 1 |  | 6210P SE
BLD483E | AL | F-A-10-202-003 | 5 | LIGHT | LIGHT, ELECTRICAL, QA 3, INDICATOR, 120, GREEN, LIGHT, INDICATOR; INCANDESCENT, PILOT, GREEN LENS, 120 VOLTS. *** | 3 |  | 6210P SE
BLD484C | AL | F-A-04-202-001 | 5 | LIGHT | LIGHT, ELECTRICAL, QA 3, INDICATOR, 120, RED, LIGHT, INDICATOR; INCANDESCENT, PILOT, RED LENS, 120 VOLTS. *** | 3 |  | 6210P SE
BLP931R | AL | A-A-01-000-001 | 2 | LIGHT | LIGHT, ELECTRICAL, QA 3, LIGHT, INDICATOR; NEON, 250 VOLTS, WHITE, 75 WATTS. *** | 3 | C | 6210P SE
BLT538C | AL | D-A-32-302-003 | 1 | LIGHT | LIGHT, ELECTRICAL, QA 0, INDICATOR, 120, 6, GREEN, LIGHT, INDICATOR; GREEN PILOT, 120 VOLTS, 6 WATT, EXPLOSION-PROOF, 8 | 0 |  | 6210P SE
BLT539A | AL | D-A-32-302-003 | 1 | LIGHT | LIGHT, ELECTRICAL, QA 0, INDICATOR, 120, 6, RED, LIGHT, INDICATOR; RED PILOT, 120 VOLTS, 6 WATTS, EXPLOSION-PROOF, 8 IN | 0 |  | 6210P SE
BMC897H | AL | F-A-04-202-001 | 1 | LIGHT | LIGHT, ELECTRICAL, QA 3, LIGHT, INDICATOR; 120 VOLTS, 50-60 HZ, STANDARD PILOT LIGHT | 3 |  | 6210P SE
BMF252H | AL | A-A-01-000-001 | 10 | LIGHT | LIGHT, ELECTRICAL, QA 0, LIGHT, INDICATOR; ACTUATOR TYPE OPERATOR. *** | 0 | P | 6210P SE
BNA494C | AL | F-A-08-302-006 | 13 | LIGHT | LIGHT, ELECTRICAL, QA 0, INDICATOR, 6, RED, OILTIGHT, LIGHT, INDICATOR; OIL TIGHT, 6 VOLTS, 1200#, RED LENS, WITH BASE. *** | 0 |  | 6210P SE
BNB255R | AL | F-A-04-202-001 | 4 | LIGHT | LIGHT, ELECTRICAL, QA 3, LIGHT, INDICATOR; TYPE T OILTIGHT, TRANSFORMER TYPE, 50-60 HERTZ, 120 | 3 |  | 6210P SE
BNP054W | AL | D-A-32-302-005 | 23 | LIGHT | LIGHT, ELECTRICAL, QA 0, INDICATOR, T-1-3/4, 14, MINIATURE, LIGHT, INDICATOR; MINIATURE, SIZE T 1-3/4, BASE MIDGET FLANGED, 14 | 0 |  | 6210P SE
BNW347W | AL | F-A-10-202-005 | 125 | LIGHT | LIGHT, ELECTRICAL, QA 0, INDICATOR, SPLIT GROUND, INDICATOR, LIGHT; LAMP, HORIZONTAL, SPLIT GROUND, SEPARATE INPUT, FOR | 0 |  | 6210P SE
BPJ949D | AL | F-A-04-202-005 | 4 | LIGHT | LIGHT, ELECTRICAL, QA 0, INDICATOR, 120 AC/DC, FULL VOLTAGE, LIGHT, INDICATOR; PILOT, STANDARD, FULL VOLTAGE, TRANSFORMER STYLE, | 0 |  | 6210P SE
BPM610H | AL | A-A-01-000-001 | 5 | LIGHT | LIGHT, ELECTRICAL, QA 1, INDICATOR, 125 DC, LIGHT, INDICATOR; INDICATING LAMP, 125 VDC, WITH PLUG-IN TYPE RESISTOR | 1 | B | 6210P SE
BQQ013R | AL | D-A-24-102-000 | 1 | LIGHT | LIGHT, EXTENSION, QA 0, INFARED/HEAT LAMP, W/FLEX EXT ARM/TABL CLAMP, LIGHT, INFRARED; QUICK-DRY HEAT LAMP, PORTABLE INFRARED HEAT LAMP WITH | 0 |  | 6210P SE
BQT827C | AL | F-A-04-202-001 | 2 | LIGHT | LIGHT, ELECTRICAL, QA 3, LIGHT, INDICATOR; PUSH TO TEST RESISTOR TYPE, 120 V, 60 HZ, WITH RED | 3 |  | 6210P SE
BQT894W | AL | F-A-04-202-003 | 2 | LIGHT | LIGHT, ELECTRICAL, QA 3, INDICATOR, LIGHT; PUSH TO TEST RESISTOR TYPE, 120 V, 60 HZ, WITH GREEN | 3 |  | 6210P SE
BRK418V | AL | D-A-32-302-003 | 1 | LIGHT | LIGHT, ELECTRICAL, QA 0, INDICATOR, T-1-3/4, 120, GREEN, LIGHT, INDICATOR; INCANDESCANT LAMP,120V, GREEN LENS, T-1 3/4 BULB | 0 | B | 6210P SE
BRK418V | AL | D-B-16-000-001 | 9 | LIGHT | LIGHT, ELECTRICAL, QA 0, INDICATOR, T-1-3/4, 120, GREEN, LIGHT, INDICATOR; INCANDESCANT LAMP,120V, GREEN LENS, T-1 3/4 BULB | 0 | B | 6210P SE
BTH180J | AL | F-A-10-101-001 | 26 | LIGHT | LIGHT, ELECTRICAL, QA 1, LIGHT, INDICATOR; PRESS TO TEST,WITH WHITE GLASS LENS,P/N E29KGC,120 | 1 | B | 6210P SE
BVL839H | AL | D-A-32-302-002 | 1 | LIGHT | LIGHT, ELECTRICAL, QA 0, LIGHT ASSY, INDICATOR; POSITION,EPCO LIE TAMPERPROOF,HALL CALL *** | 0 |  | 6210P SE
BWE845F | AL | D-A-32-302-003 | 2 | LIGHT | LIGHT, ELECTRICAL, QA 0, LIGHT, INDICATOR; GREEN FILTER,ENGRAVING "NO RECTIFIER INPUT" *** | 0 |  | 6210P SE
BWE990H | AL | F-A-10-202-001 | 2 | LIGHT | LIGHT, ELECTRICAL, QA 0, INCANDESCENT, 240 AC/DC, OILTIGHT, 30.5 MM, HEAVY DUTY, WATERTIGHT, INDICATOR, RESISTOR, BASIC UNIT, W/O LENS, | 0 |  | 5963B SE
BXG856R | AC | - - - - | 1 | LIGHT | LIGHT, ELECTRICAL, QA 0, LIGHT, INDICATOR; 4 LAMP, SEPERATE GROUND, VERTICAL BARRIER MOUNTING. | 0 | B | 6210P SE
CAP150Q | AL | F-A-08-013-001 | 75 | LIGHT | LIGHT, ELECTRICAL, QA 3, LAMP, INDICATOR; 14 VOLTS,FOR PSA-1575 *** | 3 | B | 6210P SE
CBP832C | AL | F-A-08-302-006 | 2 | LIGHT | LIGHT, ELECTRICAL, QA 3, LIGHT, INDICATOR; LAMP CIRCUIT WITH COMMON GROUND AND SEPARATE INPUT | 3 |  | 6210P SE
CDX012Y | AL | F-A-08-302-003 | 9 | LIGHT | LIGHT, ELECTRICAL, QA 3, INDICATOR, 24 DC, AMBER, TRANSPARENT LENS CAP, 28 V BULB | 3 |  | 6210P SE
CEA457W | AL | F-A-04-202-001 | 1 | LIGHT | LIGHT, ELECTRICAL, QA 2, LIGHT, INDICATOR; MINIATURE INCANDESCENT INDICATOR BASE ASSEMBLY W/O | 2 |  | 6210P SE
ABT595Y | AL | M-A-09-000-002 | 5 | LIGHT | LIGHT, ELECTRICAL, QA 1, LIGHT, INDICATOR; INCANDESCENT, 125 VOLTS, AMBER75 WATTS *** | 1 | P | 6210P SE
ADT199T | AL | M-A-02-000-002 | 4 | LIGHT | LIGHT, ELECTRICAL, QA 3, LIGHT, INDICATOR; NEON, WHITE *** | 3 | C | 6210P SE
AFT584B | AL | L-A-09-000-002 | 2 | LIGHT | LIGHT, ELECTRICAL, QA 0, INDICATOR, 28, 0.3, BI-PIN, LAMP, INCANDESCENT; VOLTAGE: 28.00, LAMP BASE: MINI BIPIN, SERVICE | 0 | C | 6210P SE
AFT584B | AL | L-A-03-000-002 | 7 | LIGHT | LIGHT, ELECTRICAL, QA 0, INDICATOR, 28, 0.3, BI-PIN, LAMP, INCANDESCENT; VOLTAGE: 28.00, LAMP BASE: MINI BIPIN, SERVICE | 0 | C | 6210P SE
AFT591E | AL | L-A-03-000-002 | 7 | LIGHT | LIGHT, ELECTRICAL, QA 0, INDICATOR, T-2, (2) SOLDER LUG TERMINALS, PANEL, WITHOUT LENS, PILOT LIGHT, LESS LAMP & LENS. | 0 | P | 6210P SE
ATF148L | AL | L-A-01-000-002 | 1 | LIGHT | LIGHT, EXTENSION, QA 0, LIGHT, EXTENSION; NUMBER OF SOCKETS: 1 *** | 0 | P | 6230R SE
ATF148L | AC | - - - - | 9 | LIGHT | LIGHT, EXTENSION, QA 0, LIGHT, EXTENSION; NUMBER OF SOCKETS: 1 *** | 0 | P | 6230R SE
ATP314L | AL | L-A-09-000-002 | 3 | LIGHT | LIGHT, ELECTRICAL, QA 0, INDICATOR, 5, GREEN, 20 MA/STOVE PIPE LENS, LIGHT, INDICATOR; GREEN, 5 VOLT, 20 MA, STOVEPIPE LENS | 0 | P | 6210P SE
ATT181X | AL | M-A-13-000-002 | 2 | LIGHT | LIGHT, ELECTRICAL, QA 1, LIGHT, INDICATOR; TYPE EZC,WITH AMBER LENS,250 V *** | 1 | P | 6210P SE
AVX645P | AL | M-A-02-000-002 | 1 | LIGHT | LIGHT, ELECTRICAL, QA 0, LIGHT SOURCE, ASSY; PROJECTOR, TELE-PAT 2, C/W 2 EA ROLLE BASE STANDS | 0 | P | 5840M SE
AWC408Q | AL | L-A-08-000-002 | 3 | LIGHT | LIGHT, ELECTRICAL, QA 0, WARNING, RED, LIGHT, WARNING; LENS COLOR: RED *** | 0 | P | 6210P SE
AWM594H | AL | M-A-03-000-002 | 3 | LIGHT | LIGHT, ELECTRICAL, QA 0, INDICATOR, 120, RED, SERIES C, AC VOLTS | 0 | P | 6210P SE
AXM383Q | AL | P-A-LL-ET0-063 | 7 | LIGHT | LIGHT, ELECTRICAL, QA 1, INDICATOR, 125 AC/DC, RED, LIGHT, INDICATOR; 125.000 VAC/DC, RED LENS, FOR HEAVY DUTY OIL TIGHT | 1 | C | 6210P SE
AYJ115V | AL | L-A-13-000-002 | 1 | LIGHT | LIGHT, ELECTRICAL, QA 0, LED, 5, SNAP-IN, RED, BI-PIN, LIGHT, INDICATOR; LIGHT EMITTING DIODE, 5 VOLTS,RED, 0.156 IUN | 0 | P | 6210P SE
BAC436T | AL | L-A-15-000-002 | 8 | LIGHT | LIGHT, ELECTRICAL, QA 0, INDICATOR, 6S6, 125, 75, WITHOUT LENS, LIGHT, INDICATOR; INCANDESCANT, 125 VOLTS, 6S6 BULB, 75 WATTS, LESS | 0 | P | 6210P SE
BGN856B | AL | L-A-09-000-002 | 8 | LIGHT | LIGHT, ELECTRICAL, QA 3, LIGHT, INDICATOR; INCANDESCENT, WHITE LENS, 0.375 DIA X 1.25 IN LONG | 3 | P | 6210P SE
BJJ622D | AL | M-A-11-000-002 | 2 | LIGHT | LIGHT, ELECTRICAL, QA 3, LIGHT UNIT, EMERGENCY; 10 WATTS, REMOTE SURFACE MOUNTINDOOR/OUTDOOR | 3 | P | 6210P SE
BKF624J | AL | I-A-17-000-002 | 2 | LIGHT | LIGHT, ELECTRICAL, QA 0, LIGHT ASSY, INDICATOR; MAIN, FOR DYNATION MODEL 1100MTRANSMISSOMETER | 0 | P | 6210P SE
BKR690W | AL | L-A-09-000-002 | 1 | LIGHT | LIGHT, ELECTRICAL, QA 3, LIGHT, INDICATOR; PILOT, RED, 0.514 IN HOLE, FOR CONTROL PANEL ASSY | 3 | P | 6210P SE
BKY658K | AL | L-A-09-000-002 | 10 | LIGHT | LIGHT, ELECTRICAL, QA 0, PILOT, 120 AC/DC, LIGHT, INDICATOR; PILOT, PUSG TO TEST, TRANSFORMER TYPE, FULL VOLTAGE | 0 | P | 6210P SE
BMA449P | AL | L-A-09-000-002 | 1 | LIGHT | LIGHT, ELECTRICAL, QA 0, INDICATOR, 250 DC, W/ LAMP/RESISTOR/RED CAP, LIGHT, INDICATOR; INDICATING LIGHT, 250 VDC, WITH LAMP, RESISTOR AND | 0 | P | 6210P SE
BPM661L | AL | T-A-01-000-002 | 7 | LIGHT | LIGHT, ELECTRICAL, QA 3, LIGHT, INDICATOR; INCANDESCENT, 125 VOLTS, 75 WATTS, WITH AMBER LENS | 3 | C | 6210P SE
BPY778G | AL | P-A-LL-ET0-082 | 5 | LIGHT | LIGHT, ELECTRICAL, QA 1, TRANSFORMER, 110/120, FRONT, OILTIGHT, LIGHT, INDICATOR; OIL TIGHT, HEAVY DUTY, FRONT MOUNTING, GE CAT # | 1 | C | 6210P SE
BRM342Q | AC | - - - - | 2 | LIGHT | LIGHT, ELECTRICAL, QA 1, LIGHT, INDICATOR; OIL TIGHT, HEAVY DUTY, FRONT MOUNTING, GE CAT # | 1 | B | 6210P SE
BRM342Q | AL | L-A-03-000-002 | 7 | LIGHT | LIGHT, ELECTRICAL, QA 1, LIGHT, INDICATOR; OIL TIGHT, HEAVY DUTY, FRONT MOUNTING, GE CAT # | 1 | B | 6210P SE
BRM391B | AL | T-A-05-000-002 | 1 | LIGHT | LIGHT, ELECTRICAL, QA 1, LIGHT, INDICATOR; OIL TIGHT, HEAVY DUTY, FRONT MOUNTING, GE CAT. NO. | 1 | C | 6210P SE
BRM391B | AC | - - - - | 3 | LIGHT | LIGHT, ELECTRICAL, QA 1, LIGHT, INDICATOR; OIL TIGHT, HEAVY DUTY, FRONT MOUNTING, GE CAT. NO. | 1 | C | 6210P SE
BTV944N | AL | M-A-12-000-002 | 8 | LIGHT | LIGHT, ELECTRICAL, QA 1, LIGHT, PANEL; PILOT, AMBER LENS, 600 VOLT PRIMARY *** | 1 | B | 6210P SE
BXG856R | AL | L-A-13-000-002 | 2 | LIGHT | LIGHT, ELECTRICAL, QA 0, LIGHT, INDICATOR; 4 LAMP, SEPERATE GROUND, VERTICAL BARRIER MOUNTING. | 0 | B | 6210P SE
CBF475K | AL | L-A-03-000-002 | 2 | LIGHT | LIGHT, ELECTRICAL, QA 0, TRANSFORMER, E, 120, YELLOW, OILTIGHT, LIGHT, INDICATOR; 120VAC,NEMA 13 OILTIGHT ENCLOSURE, C/W TRANSFORMER | 0 | C | 6210P SE
CDN668P | AL | T-A-05-000-002 | 2 | LIGHT | LIGHT, ELECTRICAL, QA 0, EMERGENCY, 120, NICKEL CADMIUM BATTERY, ; INPUT VOLTAGE: 120-277V, BATTERY TYPE: DRY (NICKEL | 0 | B | 6210P SE
BLD904H | AL | F-A-04-302-000 | 18 | LIME | LIME, TYPICAL, QA 0, HYDRATED, 50 LB, POWDER, LIME, HYDRATED; POWDER, FOR USE IN TREATMENT OF ACID AND | 0 |  | 5610J SE
BQJ964B | AL | P-A-LL-ET0-108 | 5 | LIMITER | LIMITER, ELECTRICAL, QA 1, NOISE, 15 MICROSECOND, 68 A/1 KV, SER/DIODE | 1 | C | 6695D SE
BQQ827N | TR | - - - - | 3 | LIMITER | LIMITER, TORQUE, QA 3, LIMITER, PLATE, FOR A LIMTORQUE TORQUE SWITCH | 3 | C | 48200 SE
AAT020V | AL | A-A-01-000-001 | 14 | LINE | LINE, TYPICAL, QA 2, LINE, DIESEL ENGINE; OIL, ROCKER ARM, LUBE OIL SYSTEM, FOR | 2 | P | 2910O SE
BPW699N | AL | E-A-16-C05-A01 | 5 | LINE | LINE, TYPICAL, QA 0, LINE, CIRCUIT BREAKER; AIR, FOR POWER CIRCUIT BREAKER, TYPE | 0 | C | 5925B SE
ALE473K | AL | A-A-01-000-001 | 1 | LINER | LINER, TYPICAL, QA 0, LINER, PUMP; SHELL, HALF, ENGINE SIDE, FOR DISCHARGE ASH PUMP, SIZE 8 | 0 | P | 4320U SE
ANE616B | AL | D-A-18-302-000 | 4 | LINER | LINER, TYPICAL, QA 0, LINING, ; THRUST BEARING, ITEM 190, FOR INGERSOLL-RAND RAW WATER | 0 |  | 4320U SE
ARJ539V | TR | - - - - | 2 | LINER | LINER, TYPICAL, QA 0, LINER, ; VALVE, BONNET, REF 27, GOVERNOR VALVES, ILLUSTRATION | 0 | P | 2825G SE
ATA012Y | AL | A-A-01-000-001 | 6 | LINER | LINER, TYPICAL, QA 1, LINER, PUMP; IMPELLER, BRASS, REF 039, DWG 1F-7879, FOR ESSENTIAL RAW | 1 | P | 4320U SE
ATQ391W | AL | D-B-09-202-001 | 1 | LINER | LINER, TYPICAL, QA 0, WEAR PIECE, ASH DISPOSAL; PISTON, FOR AIR CYLINDER, MODEL GNAA-SL | 0 | P | 4450C SE
AWV289P | AL | A-A-01-000-001 | 5 | LINER | LINER, TYPICAL, QA 0, LINER, COMPRESSOR; STEEL, CYLINDER, FOR AIR CONDITIONING COMPRESSOR | 0 | P | 4520N SE
AWV290J | AL | A-A-01-000-001 | 2 | LINER | LINER, TYPICAL, QA 0, LINER, COMPRESSOR; STEEL, CYCLINDER, FOR AIR COMPRESSOR, MODEL | 0 | P | 4520N SE
BDN702T | AL | A-A-01-000-001 | 1 | LINER | LINER, TYPICAL, QA 0, LINER, VALVE; CYLINDER, FOR CASH REGULATING FLUID PRESSURE VALVE *** | 0 | P | 48200 SE
BXJ938D | AL | F-A-12-101-000 | 2 | LINER | LINER, TYPICAL, QA 3, LINER, VALVE; STAINLESS STEEL ,WITH SEAT, FOR 16 IN FLOW CONTROL VALV | 3 | C | 48200 SE
BXT762F | AL | F-A-19-102-002 | 2 | LINER | LINER, TYPICAL, QA 0, LINER, STEAM TURBINE; BEARING *** | 0 | B | 2825G SE
BXT763D | AL | F-A-19-102-001 | 2 | LINER | LINER, TYPICAL, QA 0, LINER, STEAM TURBINE; BEARING *** | 0 | B | 2825G SE
BYA746R | AL | D-B-05-102-004 | 3 | LINER | LINER, TYPICAL, QA 0, LINER, STEAM TURBINE; FOR LOW PRESSURE TURBINE *** | 0 | C | 2825G SE
AEB504Q | AL | L-A-12-000-002 | 1 | LINER | LINER, TYPICAL, QA 0, LINER, ; BEARING, T-9, FOR BEARING G-1,ON GENERATORS, S/N 180X374 | 0 | P | 6115F SE
AEB604L | AL | L-A-12-000-002 | 1 | LINER | LINER, TYPICAL, QA 0, LINER, ; BEARING, T-10, FOR BEARING G-20N GENERATORS, S/N 180X374 | 0 | P | 6115F SE
AEB705E | AL | L-A-12-000-002 | 2 | LINER | LINER, TYPICAL, QA 0, LINER, ; BEARING, T-3, 5 AND 7 *** | 0 | P | 6115F SE
AYB152R | AL | M-A-09-000-002 | 1 | LINER | LINER, TYPICAL, QA 2, LINER, VALVE; STAINLESS STEEL, AISI 410, WITH SEAT, FOR 16 IN 900 PSIG | 2 | P | 48200 SE
CAX642Q | AL | L-A-03-000-002 | 1 | LINER | LINER, TYPICAL, QA 3, VALVE, LINER, VALVE; W/FLATS, MOLDED EPDM, SPEC EPDM 60 DURO, FOR 10 IN TYPE | 3 | B | 48200 SE
CDJ207J | AL | L-A-07-000-002 | 2 | LINER | LINER, TYPICAL, QA 1, LINER, VALVE; ELASTOMETER, FOR 2 INCH BUTTERFLY VALVE, MODEL # 68-342 | 1 | C | 48200 SE
AQC101C | AL | A-A-01-000-001 | 2 | LINING | LINING, TYPICAL, QA 0, LINING FRICTION, CRANE; SUPPORT, FOR 200.000 TON OVERHEAD TURBINE | 0 | C | 3950F SE
BKC635W | AL | A-A-01-000-001 | 14 | LINING | LINING, BRAKE, QA 0, LINING, BRAKE,OIL PURIFIER; WITH THREE MOUNTING SCREWS, FOR | 0 | P | 4330N SE
APD219L | AC | - - - - | 8 | LINING | LINING, BRAKE, QA 0, LINING, FRICTION,ELEVATOR; 12 IN, 65192GD BRAKE, FOR ELEVATOR *** | 0 | C | 3960D SE
BBT032V | AL | M-A-01-000-002 | 16 | LINING | LINING, BRAKE, QA 0, LINING FRICTION, HOIST; BRAKE, FIG 3, FOR WORM DRIVE HOIST, MODEL | 0 | C | 3950F SE
AAT320Q | AL | A-A-01-000-001 | 26 | LINK | LINK, ADJUSTABLE, QA 2, LINK ASSY, ; ADJUSTING, INJECTOR CONTROL, FOR ELECTRO-MOTIVE DIV | 2 | P | 2910O SE
AJD127Q | AL | D-A-30-301-004 | 6 | LINK | LINK, CHAIN, QA 0, COLD SHUT, CARBON STEEL, 3/8 IN LINK DIA, LINK, CHAIN COLD SHUT; MATERIAL: CARBON STEEL, LINK DIAMETER: | 0 |  | 4010G SE
ANT220J | AL | A-A-01-000-001 | 6 | LINK | LINK, TYPICAL, QA 2, LINK ASSY, ; CONTROL ROD, RIGHT BANK, FOR ELECTRO-MOTIVE DIV, GENERAL | 2 | P | 2910O SE
AQC249A | AL | D-A-14-000-001 | 1 | LINK | LINK, TYPICAL, QA 0, LINK, PUMP; UNIVERSAL, W/PIN, FOR ELECTRO-HYDRAULIC CONTROL PUMP | 0 | P | 4320U SE
BJD295V | AL | P-A-LL-ET0-062 | 40 | LINK | LINK, TYPICAL, QA 1, Z-BAR/BATTERY, D, INTERCELL CONNECTOR, , TERMINAL, SIZE CELLS 3-DCU-9 | 1 | C | 5935B SE
BJM268M | AL | F-A-10-101-001 | 53 | LINK | LINK, TYPICAL, QA 1, LINK, BATTERY TERMINAL; COPPER LEAD PLATE,3 X 8.5 X 0.250 IN THICK FOR | 1 | P | 5935B SE
BND620X | AL | A-A-01-000-001 | 132 | LINK | LINK, TYPICAL, QA 3, CIRCUIT BREAKER, , STEEL SPRING, FOR 480 VOLT CIRCUIT BREAKERS | 3 | P | 5925B SE
BNK885E | AL | F-A-10-202-003 | 2 | LINK | LINK, TYPICAL, QA 0, GROUND BUS, 1 IN, 3 IN, 1/8 IN, COPPER, LINK, BUS; COPPER BAR, GROUND BUS, 1 X 0.125 X 3 IN LONG *** | 0 |  | 6150E SE
BWW089A | AL | A-A-01-000-001 | 20 | LINK | LINK, FUSE, QA 3, FUSE LINK, ELECTRICAL; 6 TO 30V, AC OR DC, LOW VOLTAGE, 3.2 AMP, 165 | 3 | B | 5920K SE
CET029N | AL | A-A-01-000-001 | 2 | LINK | LINK, TYPICAL, QA 0, OFFSET, *** | 0 | C | 4530F SE
AAT320Q | AL | M-A-08-000-002 | 12 | LINK | LINK, ADJUSTABLE, QA 2, LINK ASSY, ; ADJUSTING, INJECTOR CONTROL, FOR ELECTRO-MOTIVE DIV | 2 | P | 2910O SE
AGB250V | AL | L-A-09-000-002 | 1 | LINK | LINK, CHAIN, QA 0, ROLLER/OFFSET/CONNECTING, 3/8 IN PITCH, ANSI 35 | 0 | C | 3040D SE
AGX414F | AL | L-A-09-000-002 | 6 | LINK | LINK, TYPICAL, QA 0, LINK ASSY, ; FOR HERSEY GAGE 235A-13, S/N 425807, ON TURBINE LUBE OIL | 0 | P | 6695D SE
ARC611D | AL | L-A-09-000-002 | 2 | LINK | LINK, TYPICAL, QA 0, LINK ASSY, CONTROLLER; PILOT, FOR CONTROLLER, RATIO, AIR TO FUEL | 0 | P | 6695D SE
AWK961T | AL | M-A-16-000-002 | 4 | LINK | LINK, CONNECTING, QA 0, FOR PRESSURE INDICATOR, MODEL 200, S/N | 0 | P | 6695D SE
AXP564A | AL | L-A-09-000-002 | 3 | LINK | LINK, TYPICAL, QA 3, LINK, SOLENOID; METAL, FOR SUPPORT PLATE ASSY 5-42-7095, ON STERNS | 3 | P | 5945D SE
AYG002B | AL | M-A-16-000-002 | 3 | LINK | LINK, TYPICAL, QA 3, LINK, VALVE; STEEL, REF 4, FOR SWING CHECK VALVE, 1 IN, CLASS 600 | 3 | P | 48200 SE
AYH038F | AL | M-A-13-000-002 | 20 | LINK | LINK, TYPICAL, QA 0, LINK, BATTERY TERMINAL; MATERIAL: STEEL, SIZE LENGTH: 01.500000 ( 1 | 0 | P | 5935B SE
AYH042Q | AL | M-A-13-000-002 | 8 | LINK | LINK, TYPICAL, QA 0, LINK, BATTERY TERMINAL; MATERIAL: STEEL *** | 0 | P | 5935B SE
AYM187J | AL | T-A-01-000-002 | 7 | LINK | LINK, TYPICAL, QA 1, LINK, FLEXIBLE COUPLING; STEEL,FORGED, FOR FLEXIBLE COUPLING, MODEL | 1 | P | 3040D SE
BDL584F | AL | M-A-16-000-002 | 16 | LINK | LINK, TYPICAL, QA 2, LINK, BATTERY TERMINAL; INTERCELL CONNECTOR, "Z-BAR" TYPE, D SIZE | 2 | P | 5935B SE
BDP306X | AL | L-A-09-000-002 | 7 | LINK | LINK, TYPICAL, QA 3, BATTERY/TERMINAL, 1 IN, 13-1/4 IN, 0.120 IN, INTERCELL CONNECTOR, , 4 HOLES | 3 | B | 5935B SE
BTN161H | AL | T-A-01-000-002 | 12 | LINK | LINK, TYPICAL, QA 3, LINK ASSY, ; FOR PRESSURE UNIT, DIFFERENTIAL, MODEL 224 *** | 3 | C | 7420T SE
BWA983P | AL | L-A-09-000-002 | 1 | LINK | LINK, FUSE, QA 1, LINK, DAMPER; FUSEABLE, 165 DEGREES F, FOR PRESS MECHANICAL FIRE DAMP | 1 | C | 4520N SE
BWG938X | AL | M-A-01-000-002 | 2 | LINK | LINK, FUSE, QA 1, FUSIBLE LINK, FIRE; ELECTRO THERMAL LINK, | 1 | B | 4210N SE
AVW237C | AL | A-A-01-000-001 | 7 | LINKAGE | LINKAGE, TYPICAL, QA 3, LINKAGE ASSY, ; SINGLE, C/O PLATED STEEL BLADE BRACKETS AND BRASS | 3 | P | 4140U SE
AWN049W | AL | A-A-01-000-001 | 16 | LINKAGE | LINKAGE, TYPICAL, QA 3, BALL JOINT, ; MOTOR LINKAGE, 000.312 IN, FOR CONTROL DAMPER HEAVY DUTY | 3 | P | 4520N SE
AJV387M | AL | L-A-01-000-002 | 3 | LINKAGE | LINKAGE, TYPICAL, QA 2, LINKAGE, DAMPER,ELEC MOTOR; DAMPER, WITH CRANK ARM, FOR 0.500 IN DIA | 2 | P | 6105D SE
AXN266P | AL | A-A-01-000-001 | 2 | LOCK | LOCK, SECURING, QA 0, DOOR ASSY, ; LOCK, FOR ALLIED NUCLEAR DRY CLEANER, MODEL 478 *** | 0 | P | 3405L SE
BTN399F | AL | D-A-30-301-001 | 1 | LOCK | LOCK, SECURING, QA 0, LOCK ASSY, ; COMBINATION WITH TUBE RELOCK AND REGULAR CHANGE *** | 0 | C | 4240P SE
AAT420L | AL | M-A-13-000-002 | 1 | LOCK | LOCK, CYLINDER, QA 0, DIESEL ENGINE, *** | 0 | P | 2910O SE
BVR280Y | AL | L-A-13-000-002 | 5 | LOCK | LOCK, SECURING, QA 3, FOR JYC HR-2500E RECORDER, MODEL 3880, KEYLOCK ASSY, PRINTER | 3 | B | 6695D SE
BJK567M | AL | T-A-01-000-002 | 14 | LOCKPLATE | LOCKPLATE, MECHANICAL, QA 3, PLATE, VALVE; LOCKING, STAINLESS STEEL, FOR SWING CHECK VALVE, 3 IN | 3 | P | 48200 SE
BQK151G | AL | L-A-09-000-002 | 23 | LOCKPLATE | LOCKPLATE, MECHANICAL, QA 3, LOCKPLATE, GENERATOR; REFERENCE DWG. GE 529 D 186 ITEM NO. 12. FOR USE | 3 | C | 6115F SE
AHK062Q | AL | D-A-02-102-002 | 2 | LOCKSET | LOCKSET, SECURING, QA 0, RIM, BRASS, RIGHT HAND, LOCK SET, RIM; DOOR, BRASS MECHANISM, RIGHT HAND (RIGHT & LEFT HAND | 0 |  | 4710Y SE
AXE587C | AL | A-A-01-000-001 | 4 | LOCKSET | LOCKSET, SECURING, QA 3, LOCK SET, RIM; MORTISE, ELECTRIFIED, W/FOUR WIRES, 000.625 IN, 024.000 | 3 | P | 4710Y SE
AXE588A | AL | A-A-01-000-001 | 10 | LOCKSET | LOCKSET, SECURING, QA 3, RIM, 5/8 IN, LOCK SET, RIM; MORTISE, ELECTRIFIED, W/FOUR WIRES, 000.625 IN, 024.000 | 3 | P | 4710Y SE
AYG039J | AL | A-A-01-000-001 | 5 | LOCKSET | LOCKSET, SECURING, QA 3, LOCK SET, MORTISE; ELECTRIC, 24 VAC, 4 WIRE, RONDE DESIGN 8, BRASS | 3 | P | 4710Y SE
BCW646G | AL | A-A-01-000-001 | 5 | LOCKSET | LOCKSET, SECURING, QA 3, LOCK SET, RIM; DOOR, CROSSBAR EXIT, US26D FINISH, FIRE EXIT FUNCTION | 3 | C | 4710Y SE
BEK159X | AL | D-A-06-102-002 | 10 | LOCKSET | LOCKSET, SECURING, QA 0, LOCK SET, MORTISE; DRAWER, DESK SERIES 400, MODELW4027236R *** | 0 |  | 7195B SE
BEV760N | AL | A-A-01-000-001 | 2 | LOCKSET | LOCKSET, SECURING, QA 3, LOCK SET, MORTISE; HEAVY DUTY, LEFT HAND, UNILOC MODEL 540, MODERA | 3 | C | 4710Y SE
BFT188C | AL | D-A-32-104-001 | 3 | LOCKSET | LOCKSET, SECURING, QA 3, LOCK SET, RIM; HEAVY DUTY, SERIES E, US26D FINISH, MODEL X561HG, 2.375 | 3 | P | 4710Y SE
BJE774A | AL | A-A-01-000-001 | 4 | LOCKSET | LOCKSET, SECURING, QA 3, LOCK SET, MORTISE; FOR KNOB, ON MORTISE LOCK, MODEL 5061 *** | 3 | P | 4710Y SE
BLT463H | AL | F-A-04-202-001 | 11 | LOCKSET | LOCKSET, SECURING, QA 3, LOCK SET, RIM; PANEL LOCK FOR LEFT HAND DOOR,1 3/8 IN WIDE X 3 IN HIGH | 3 |  | 4710Y SE
BLT464F | AL | F-A-04-202-001 | 11 | LOCKSET | LOCKSET, SECURING, QA 3, LOCK SET, RIM; PANEL LOCK FOR RIGHT HAND DOOR1 3/8 IN X 3 IN HIGH WITH | 3 |  | 4710Y SE
BNM209E | AL | F-A-04-202-002 | 1 | LOCKSET | LOCKSET, SECURING, QA 0, MORTISE, 4-1/2 IN X 4-1/2 IN, SATIN CHROME US26D, RIGHT HAND REVERSE, LOCK SET, MORTISE; DOOR LOCKSET W/HINGES, 4.5 | 0 |  | 4710Y SE
BPL292Y | AL | A-A-01-000-001 | 2 | LOCKSET | LOCKSET, SECURING, QA 3, LOCK SET, RIM; MODIFIED WITH ELECTRIC CYLINDER, WITH HANDLES (P/N | 3 | B | 4710Y SE
BTN397K | AL | A-A-01-000-001 | 1 | LOCKSET | LOCKSET, SECURING, QA 0, LOCK SET, RIM; EXIT DEVICE, LBL FINISH SERIES, 29 X LBL X 36, (T CUP) | 0 | C | 4710Y SE
BWF167W | AL | F-B-02-101-000 | 3 | LOCKSET | LOCKSET, SECURING, QA 3, LOCK SET, MORTISE; DOOR EXITER MORTISE DEVICE FOR SINGLE DOOR, FIRE | 3 |  | 4710Y SE
BWP767T | AL | D-A-08-102-006 | 2 | LOCKSET | LOCKSET, SECURING, QA 3, LOCK SET, MORTISE; ELECTRIC MODIFIED, TVA SPECIAL, 24 VAC/DC, LHR, UL | 3 |  | 4710Y SE
BXL960M | AL | A-A-01-000-001 | 7 | LOCKSET | LOCKSET, SECURING, QA 3, LOCK SET, RIM; DOOR,MORTISE,300 SERIES,SATIN CHROME, 2 KEYS,(US26D) | 3 | C | 4710Y SE
BXN082H | AL | A-A-01-000-001 | 2 | LOCKSET | LOCKSET, SECURING, QA 3, LOCK SET, RIM; EXIT DEVICE, LHRB, YALE 2531X302 *** | 3 | C | 4710Y SE
BXN094A | AL | 1-B-14-000-001 | 2 | LOCKSET | LOCKSET, SECURING, QA 3, LOCK SET, UNIT TYPE; DOOR, GRE, LHR, CORBIN RUSSWIN P/N 5251GRE *** | 3 | C | 4710Y SE
BXN111E | AL | 1-B-14-000-001 | 5 | LOCKSET | LOCKSET, SECURING, QA 3, LOCK SET, UNIT TYPE; DOOR, MONO, GRE, LH, CORBIN RUSSWIN P/N UT5251 | 3 | C | 4710Y SE
BXN119X | AL | 1-B-14-000-001 | 5 | LOCKSET | LOCKSET, SECURING, QA 3, LOCK SET, UNIT TYPE; DOOR, MONO, GRE, RH, CORBIN RUSSWIN P/N UT5251 | 3 | C | 4710Y SE
BXN145W | AL | 1-B-14-000-001 | 5 | LOCKSET | LOCKSET, SECURING, QA 3, LOCK SET, UNIT TYPE; DOOR, MONO, GRE, RHR, CORBIN RUSSWIN P/N UT5251 | 3 | C | 4710Y SE
BXN147Q | AL | 1-B-14-000-001 | 2 | LOCKSET | LOCKSET, SECURING, QA 3, LOCK SET, UNIT TYPE; DOOR, MONO, GRE, RH, CORBIN RUSSWIN P/N UT5255 | 3 | C | 4710Y SE
BXN148N | AL | 1-B-14-000-001 | 4 | LOCKSET | LOCKSET, SECURING, QA 3, LOCK SET, UNIT TYPE; DOOR, MONO, GRE, RHR, CORBIN RUSSWIN P/N UT5255 | 3 | C | 4710Y SE
BXN154V | AL | 1-B-14-000-001 | 4 | LOCKSET | LOCKSET, SECURING, QA 3, LOCK SET, UNIT TYPE; DOOR, MONO, GRE, LHR, CORBIN RUSSWIN P/N UT5255 | 3 | C | 4710Y SE
BXN158K | AL | A-A-01-000-001 | 4 | LOCKSET | LOCKSET, SECURING, QA 3, LOCK SET, UNIT TYPE; DOOR, MONO, GRE, LH, CORBIN RUSSWIN P/N UT5257 | 3 | C | 4710Y SE
BXN158K | AL | 1-B-14-000-001 | 4 | LOCKSET | LOCKSET, SECURING, QA 3, LOCK SET, UNIT TYPE; DOOR, MONO, GRE, LH, CORBIN RUSSWIN P/N UT5257 | 3 | C | 4710Y SE
BXN160C | AL | 1-B-14-000-001 | 3 | LOCKSET | LOCKSET, SECURING, QA 3, LOCK SET, UNIT TYPE; DOOR, MONO, GRE, RH, CORBIN RUSSWIN P/N UT5257 | 3 | C | 4710Y SE
BXN164Q | AL | 1-B-14-000-001 | 1 | LOCKSET | LOCKSET, SECURING, QA 3, LOCK SET, UNIT TYPE; DOOR, MONO, GRE, RHR, CORBIN RUSSWIN P/N UT5257 | 3 | C | 4710Y SE
BXN169E | AL | 1-B-14-000-001 | 3 | LOCKSET | LOCKSET, SECURING, QA 3, LOCK SET, UNIT TYPE; DOOR, MONO, GRE, LHR, CORBIN RUSSWIN P/N UT5257 | 3 | C | 4710Y SE
BXR211T | AL | A-A-01-000-001 | 3 | LOCKSET | LOCKSET, SECURING, QA 3, LOCK SET, UNIT TYPE; DOOR, DEADLOCKING LATCHBOLT, MAYFAIR DESIGN, SA | 3 | C | 4710Y SE
BXR215J | AL | A-A-01-000-001 | 3 | LOCKSET | LOCKSET, SECURING, QA 3, LOCK SET, UNIT TYPE; DOOR, DEADLOCKING LATCHBOLT, MAYFAIR DESIGN, SB | 3 | C | 4710Y SE
BXR225F | AL | A-A-01-000-001 | 4 | LOCKSET | LOCKSET, SECURING, QA 3, LOCK SET, UNIT TYPE; DOOR, DEADLOCKING LATCHBOLT, MAYFAIR DESIGN, SB | 3 | C | 4710Y SE
BXR234E | AL | A-A-01-000-001 | 2 | LOCKSET | LOCKSET, SECURING, QA 3, LOCK SET, UNIT TYPE; DOOR, DEADLOCKING LATCHBOLT, MAYFAIR DESIGN, SA | 3 | C | 4710Y SE
BXR243D | AL | A-A-01-000-001 | 3 | LOCKSET | LOCKSET, SECURING, QA 3, LOCK SET, UNIT TYPE; DOOR, DEADLOCKING LATCHBOLT, MAYFAIR DESIGN, SB | 3 | C | 4710Y SE
BXR252C | AL | A-A-01-000-001 | 3 | LOCKSET | LOCKSET, SECURING, QA 3, LOCK SET, UNIT TYPE; DOOR, DEADLOCKING LATCHBOLT, MAYFAIR DESIGN, SA | 3 | C | 4710Y SE
BXR267Y | AL | A-A-01-000-001 | 3 | LOCKSET | LOCKSET, SECURING, QA 3, LOCK SET, UNIT TYPE; DOOR, DEADLOCKING LATCHBOLT, MAYFAIR DESIGN, SB | 3 | C | 4710Y SE
BXV096C | AL | A-A-01-000-001 | 4 | LOCKSET | LOCKSET, SECURING, QA 3, LOCK SET, MORTISE; EXIT DEVICE, HINGED-TYPE ANTI-FRICTION DEADLOCKING | 3 | C | 4710Y SE
BXV985M | AL | A-A-01-000-001 | 6 | LOCKSET | LOCKSET, SECURING, QA 3, LOCK SET, MORTISE; CLASSROOM, ANSI NO.: F05, FUNCTION DESCRIPTION: | 3 | C | 4710Y SE
BXV986K | AL | A-A-01-000-001 | 2 | LOCKSET | LOCKSET, SECURING, QA 3, LOCK SET, MORTISE; CLASSROOM, ANSI NO.: F05, FUNCTION DESCRIPTION: | 3 | C | 4710Y SE
BXV988F | AL | A-A-01-000-001 | 6 | LOCKSET | LOCKSET, SECURING, QA 3, LOCK SET, MORTISE; CLASSROOM, ANSI NO: F05, FUNCTION DESCRIPTION: | 3 | C | 4710Y SE
BXV989D | AL | A-A-01-000-001 | 6 | LOCKSET | LOCKSET, SECURING, QA 3, LOCK SET, MORTISE; TYPE: DORMITORY, ENTRANCE OR STOREROOM, ANSI NO.: | 3 | C | 4710Y SE
BXV991T | AL | A-A-01-000-001 | 6 | LOCKSET | LOCKSET, SECURING, QA 3, LOCK SET, MORTISE; TYPE: DORMITORY, ENTRANCE OR STOREROOM, ANSI NO.: | 3 | C | 4710Y SE
BXV994L | AL | A-A-01-000-001 | 5 | LOCKSET | LOCKSET, SECURING, QA 3, LOCK SET, MORTISE; TYPE: DORMITORY, ENTRANCE OR STOREROOM, ANSI | 3 | C | 4710Y SE
BXV996G | AL | A-A-01-000-001 | 3 | LOCKSET | LOCKSET, SECURING, QA 3, LOCK SET, MORTISE; TYPE: DORMITORY, ENTRANCE OR STOREROOM, ANSI NO: | 3 | C | 4710Y SE
BXW786N | AL | A-A-01-000-001 | 4 | LOCKSET | LOCKSET, SECURING, QA 3, LOCK SET, RIM; EXIT DEVICE,LHR,MORTISE,FOR USE WITH A KNOB AND OUTSIDE | 3 | C | 4710Y SE
BYA158B | AL | A-A-01-000-001 | 5 | LOCKSET | LOCKSET, SECURING, QA 3, RIGHT HAND, , MORTISE, TRIM: CARMEL CRR, LEVER HANDLE, FINISH: 626 (US26D), | 3 | C | 4710Y SE
BYP781L | AL | A-A-01-000-001 | 2 | LOCKSET | LOCKSET, SECURING, QA 3, LOCK SET, CYLINDRICAL; DORMITORY LOCK (F13),TRIM DESIGN: PINEHURST | 3 | C | 4710Y SE
BYP784E | AL | A-A-01-000-001 | 2 | LOCKSET | LOCKSET, SECURING, QA 3, LOCK SET, CYLINDRICAL; DORMITORY LOCK (F13),TRIM DESIGN: PINEHURST | 3 | C | 4710Y SE
AWY055Q | AL | M-A-05-000-002 | 1 | LOCKSET | LOCKSET, SECURING, QA 3, LOCK SET, RIM; ELECTRIC, STRIKE RIGHT HAND, FOR SPARE DOOR HARDWARE | 3 | P | 4710Y SE
BCW284Q | AL | M-A-02-000-002 | 5 | LOCKSET | LOCKSET, SECURING, QA 3, LOCK SET, RIM; DOOR, CYLINDRICAL, US26D FINISH, COMPLETE WITH TWO EA | 3 | P | 4710Y SE
BDD094V | AL | M-A-04-000-002 | 5 | LOCKSET | LOCKSET, SECURING, QA 2, LOCK SET, RIM; DOOR, MORTISE, 300 SERIES, SATIN CHROME (US26D), WITH 2 | 2 | P | 4710Y SE
BEY716Y | AL | P-A-LL-ET0-063 | 3 | LOCKSET | LOCKSET, SECURING, QA 3, LOCK SET, MORTISE; UNILOC, HEAVY DUTY US26D SATIN CHROME FINISH, RIGHT | 3 | C | 4710Y SE
BKN521Q | AL | M-A-01-000-002 | 2 | LOCKSET | LOCKSET, SECURING, QA 3, LOCK SET, MORTISE; RIGHT HAND, MODERA US26D FINISH WITH 15 N KEYWAY | 3 | P | 4710Y SE
BXV104J | AL | T-A-12-000-002 | 3 | LOCKSET | LOCKSET, SECURING, QA 3, LOCK SET, MORTISE; EXIT DEVICE, HINGED-TYPE ANTI-FRICTION DEADLOCKING | 3 | C | 4710Y SE
CFK412Y | AC | - - - - | 1 | LOCKSET | LOCKSET, SECURING, QA 3, LOCKSET, SECURING; TYPE: DOOR; MATERIAL: BRASS/BRONZE; FINISH: SATIN | 3 | C | 4710Y SE
BVW770X | AL | F-A-10-202-005 | 6 | LOUVER | LOUVER, DEFLECTOR, QA 3, LOUVER, HEATER; LOUVER PLATE KIT, LENGTH: 08.19 IN, WIDTH: 09.50 IN | 3 |  | 4520N SE
CHF679X | AC | - - - - | 20 | LOUVER | LOUVER, DEFLECTOR, QA 3, LIGHT, 23-5/8 IN, 47-5/8 IN | 3 | C | 6210P SE
ADX993N | AL | D-A-37-302-002 | 1 | LUBRICANT | LUBRICANT, SILICONE, QA 0, 8 LB, PASTE, CAN, GREASE, GRAPHITE; BASIC INGREDIENT: SILICONE, CONTAINER SIZE: 8 LB | 0 | P | 9150H SE
AGX691L | AL | 8-A-07-000-001 | 2 | LUBRICANT | LUBRICANT, OIL, QA 0, HYDRAULIC, 55 GAL, DRUM, TVA SPECIFICATION: 18.009 | 0 | C | 9150H SE
AXR590A | AL | Z-Z-ZZ-ZZZ-ZZZ | 3 | LUBRICANT | LUBRICANT, OIL, QA 3, LUBRICATING OIL, STEAM TURBINE; TVA STO-1, AGMA-0, ISO GRADE VG-32, 55 | 3 | C | 9150H SE
AYJ272B | AL | Z-Z-ZZ-ZZZ-ZZZ | 2 | LUBRICANT | LUBRICANT, OIL, QA 3, LUBRICATING OIL, GEAR; TVA EPRG-GR6, SULPHUR PHOSPHORUS ADDITIVE, 55 | 3 | P | 9150H SE
AYM302E | AL | Z-Z-ZZ-ZZZ-ZZZ | 56 | LUBRICANT | LUBRICANT, OIL, QA 0, ENGINE, 55 GAL, DRUM, SHC 626, SYNTHETIC FLEET EO 30, TVA LUBE CODE D02-30, (SAP CODE 1041069). | 0 | C | 9150H SE
BAE679M | AL | Z-Z-ZZ-ZZZ-ZZZ | 3 | LUBRICANT | LUBRICANT, OIL, QA 3, LUBRICATING OIL, GEAR; TVA-TL-140, TRANSMISSION 5 GALLON CAN *** | 3 | P | 9150H SE
BAG308G | AL | D-B-01-301-001 | 6 | LUBRICANT | LUBRICANT, OIL, QA 3, LUBRICATING OIL, REFRIG COMPRESSOR; TVA CODE: REF-32, CONTAINER SIZE: | 3 |  | 9150H SE
BCA624P | AL | D-B-01-301-002 | 9 | LUBRICANT | LUBRICANT, OIL, QA 3, LUBRICATING OIL, GEAR; GRADE: AGMA-8EP, CONTAINER SIZE: 1 QUART | 3 |  | 9150H SE
BFA087V | AL | A-A-01-000-001 | 1 | LUBRICANT | LUBRICANT, THREAD, QA 0, ANTI-SEIZE, 1 OZ, GEL, TUBE, NEVER-SEEZ, FOR MSA MASK, | 0 | P | 8030W SE
BFK464J | AL | Z-Z-ZZ-ZZZ-ZZZ | 57 | LUBRICANT | LUBRICANT, GREASE, QA 3, GREASE, GENERAL PURPOSE; GEAR LUBRICANT, CALCIUM BASE, NEBULA EP-0 | 3 | P | 9150H SE
BKN033W | AL | A-A-01-000-001 | 22 | LUBRICANT | LUBRICANT, ALL PURPOSE, QA 0, SOLID FILM, 11 OZ, DRY GREASELESS | 0 | P | 9150H SE
BKR414A | AL | D-B-01-301-002 | 130 | LUBRICANT | LUBRICANT, GREASE, QA 0, VALVE, FLUID, STICK, GREASE, PLUG VALVE; TYPE: C, CONTAINER SIZE: 24 EA, CONTAINER TYPE: | 0 |  | 9150H SE
BLL650W | AL | Z-Z-ZZ-ZZZ-ZZZ | 6 | LUBRICANT | LUBRICANT, GREASE, QA 3, GREASE, MOLYBDENUM DISULFIDE; GREASE, MULTI-PURPOSE, LITHIUM-12 | 3 | P | 9150H SE
BLV032Y | AL | Z-Z-ZZ-ZZZ-ZZZ | 3 | LUBRICANT | LUBRICANT, OIL, QA 3, LUBRICATING OIL, STEAM TURBINE; TVA STO-3, ISO VG-68, 55 GALLON DRUM | 3 | P | 9150H SE
BLW673V | AL | D-B-01-301-001 | 2 | LUBRICANT | LUBRICANT, OIL, QA 0, COMPRESSOR, 1 GL, LIQUID, LUBRICATING OIL, REFRIG COMPRESSOR; CONTAINER SIZE: 1.0 GAL *** | 0 |  | 9150H SE
BRG099P | AL | A-A-01-000-001 | 1 | LUBRICANT | LUBRICANT, ALL PURPOSE, QA 0, LUBRICATION, KIT; MIST COOLANT KIT *** | 0 | C | 9150H SE
BYD519M | AL | A-A-01-000-001 | 37 | LUBRICANT | LUBRICANT, THREAD, QA 3, 1 LB, CAN, COMPOUND, ANTISEIZE; THREAD LUBRICANT, PURE NICKEL,SPECIAL NUCLEAR | 3 | B | 8030W SE
BYX378T | AL | Z-Z-ZZ-ZZZ-ZZZ | 1 | LUBRICANT | LUBRICANT, SILICONE, QA 2, INSULATING OIL, ELECTRICAL; SILICONE, DIMETHYL SILOXANE POLYMER | 2 | C | 9150H SE
CAL244K | AL | Z-Z-ZZ-ZZZ-ZZZ | 1 | LUBRICANT | LUBRICANT, GREASE, QA 2, MULTIPURPOSE, 120 LB, *** KEG | 2 | C | 9150H SE
CAQ807D | AL | Z-Z-ZZ-ZZZ-ZZZ | 2 | LUBRICANT | LUBRICANT, GREASE, QA 2, LITHIUM COMPLEX, 35 LB, PAIL, , GENERAL PURPOSE, RESISTANCE TO: WATER, NLGI GRADE: GRADE 2 | 2 | C | 9150H SE
CAT080T | AC | - - - - | 4 | LUBRICANT | LUBRICANT, OIL, QA 2, GEAR, 38 LB, PAIL, ISO VG-220, , GRADE: AGMA 5EP, TVA CODE: EPRG-5 | 2 | C | 9150H SE
CGQ798D | AL | 5-A-02-101-000 | 12 | LUBRICANT | LUBRICANT, ALL PURPOSE, QA 0, SPECIAL PURPOSE, PASTE, TUBE, 5 OZ TUBE, DMETHYL POLYSILCONE FOR SILVER PLATED JOINTS | 0 | C | 9150H SE
CGR435D | AL | 5-A-02-101-000 | 18 | LUBRICANT | LUBRICANT, OIL, QA 0, COMPRESSOR, 4 LT, LIQUID, SAE 20, BOTTLE, PREMIUM | 0 | C | 9150H SE
BBK894H | AC | - - - - | 28 | LUBRICANT | LUBRICANT, THREAD, QA 3, ANTI-SEIZE, 50 CC, TUBE, COMPOUND, SEALANT, NUCLEAR GRADE,HIGH PREFORMANCE, LOW HALOGEN | 3 | B | 8030W SE
BGW926H | AL | M-A-06-000-002 | 1 | LUBRICANT | LUBRICANT, SILICONE, QA 3, LUBRICANT, SOLID FILM; SILICONE, OPTICAL COUPLANT, HIGH CLARITY, LOW | 3 | B | 9150H SE
CED369A | AL | T-A-01-000-002 | 51 | LUBRICANT | LUBRICANT, THREAD, QA 3, CONDUCTIVE/ANTI-CORROSION, 1/2 LB, PASTE, CAN, ANTISEIZE, ** UL LISTED FOR USE ON CABLE CONNECTOR ASSEMBLIES OR BUS | 3 | B | 8030W SE
AFP313T | AL | A-A-01-000-001 | 11 | LUG | LUG, COMPRESSION, QA 0, LUG, TERMINAL; INSULATION FEATURE: INSULATED, INSULATION: PLASTIC | 0 | P | 5940I SE
AFP413N | AL | A-A-01-000-001 | 10 | LUG | LUG, COMPRESSION, QA 0, LUG, TERMINAL; INSULATION FEATURE: INSULATED, INSULATION: PLASTIC | 0 | P | 5940I SE
AKP603R | AL | D-B-04-000-001 | 11 | LUG | LUG, COMPRESSION, QA 0, STRAIGHT, #6-#5 AWG, 9/16 IN, COPPER, 1, NEUTRAL, LUG, TERMINAL; CONDUCTOR SIZE RANGE: 6- 5 AWG, INSULATION FEATURE: | 0 | C | 5940I SE
ANP115K | AL | D-A-29-301-003 | 5 | LUG | LUG, COMPRESSION, QA 0, RING TONGUE, #22-#16 AWG, #4, LUG, TERMINAL; UNINSULATED, STYLE CRIMP, MTG METHOD RING, CNDCT SIZE | 0 |  | 5940I SE
AQB537A | AL | A-A-01-000-001 | 260 | LUG | LUG, COMPRESSION, QA 2, LUG, TERMINAL; CONDUCTOR SIZE RANGE: 750 KCMIL, INSULATION FEATURE: | 2 | B | 5940I SE
AQB551G | AL | A-A-01-000-001 | 1683 | LUG | LUG, COMPRESSION, QA 2, LUG, TERMINAL; UNINSULATED, STYLE CRIMP, MTG METHOD STRAIGHT ONE HOLE | 2 | B | 5940I SE
AQB569W | AL | A-A-01-000-001 | 188 | LUG | LUG, COMPRESSION, QA 2, LUG, TERMINAL; CONDUCTOR SIZE RANGE: 500 KCMIL, INSULATION FEATURE: | 2 | B | 5940I SE
ARC719Q | AL | 1-A-04-129-001 | 1 | LUG | LUG, COMPRESSION, QA 2, LUG, TERMINAL; INSULATED, STYLE CRIMP, MTG METHOD RING, CNDCT SIZE | 2 | P | 5940I SE
ARC736Q | AC | - - - - | 46 | LUG | LUG, COMPRESSION, QA 2, LUG, TERMINAL; UNINSULATED, STYLE CRIMP, MTG METHOD RING, CNDCT SIZE | 2 | P | 5940I SE
ARC824V | AL | F-C-08-064-001 | 761 | LUG | LUG, COMPRESSION, QA 2, LUG, TERMINAL; INSULATED, STYLE CRIMP, MTG METHOD RING, CNDCT SIZE | 2 | P | 5940I SE
ARD871D | AL | 1-B-11-135-001 | 1 | LUG | LUG, COMPRESSION, QA 2, LUG, TERMINAL; UNINSULATED, STYLE CRIMP, MTG METHOD STRAIGHT ONE HOLE | 2 | P | 5940I SE
ARG831A | AL | A-A-01-000-001 | 182 | LUG | LUG, COMPRESSION, QA 2, LUG, TERMINAL; UNINSULATED, STYLE CRIMP, MTG METHOD STRAIGHT ONE HOLE | 2 | P | 5940I SE
ARG930K | AL | A-A-01-000-001 | 229 | LUG | LUG, COMPRESSION, QA 2, LUG, TERMINAL; UNINSULATED, STYLE CRIMP, MTG METHOD STRAIGHT TWO HOLE | 2 | C | 5940I SE
ARJ971F | AL | A-A-01-000-001 | 38 | LUG | LUG, COMPRESSION, QA 2, STRAIGHT, 750 KCMIL, 1/2 IN, 1, LUG, TERMINAL; UNINSULATED, STYLE CRIMP, MTG METHOD STRAIGHT ONE HOLE, | 2 | P | 5940I SE
ARK276W | AL | A-A-01-000-001 | 209 | LUG | LUG, COMPRESSION, QA 2, LUG, TERMINAL; UNINSULATED, STYLE CRIMP, MTG METHOD STRAIGHT TWO HOLE | 2 | P | 5940I SE
ARM619E | AL | A-A-01-000-001 | 314 | LUG | LUG, COMPRESSION, QA 2, LUG, TERMINAL; UNINSULATED, STYLE CRIMP, MTG METHOD STRAIGHT ONE HOLE | 2 | P | 5940I SE
ARW651E | AL | A-A-01-000-001 | 83 | LUG | LUG, COMPRESSION, QA 2, LUG, TERMINAL; UNINSULATED, STYLE CRIMP, MTG METHOD STRAIGHT ONE HOLE | 2 | P | 5940I SE
ARW653A | AL | A-A-01-000-001 | 151 | LUG | LUG, COMPRESSION, QA 2, LUG, TERMINAL; UNINSULATED, STYLE CRIMP, MTG METHOD STRAIGHT ONE HOLE | 2 | P | 5940I SE
ARW661B | AL | A-A-01-000-001 | 199 | LUG | LUG, COMPRESSION, QA 2, #2/0 AWG, 3/8 IN, COPPER, LUG, TERMINAL; UNINSULATED, STYLE CRIMP, MTG METHOD STRAIGHT TWO HOLE, | 2 | P | 5940I SE
AVA505B | AL | A-A-01-000-001 | 14 | LUG | LUG, COMPRESSION, QA 2, LUG, TERMINAL; UNINSULATED, STYLE CRIMP, MTG METHOD STRAIGHT ONE HOLE | 2 | P | 5940I SE
AXE738H | AL | A-A-01-000-001 | 189 | LUG | LUG, COMPRESSION, QA 2, LUG, TERMINAL; UNINSULATED, STYLE CRIMP, MTG METHOD STRAIGHT BLANK | 2 | P | 5940I SE
AXJ690A | AL | D-B-04-000-001 | 16 | LUG | LUG, COMPRESSION, QA 0, LUG, TERMINAL; 3/0-500 KCMIL, FOR AIR CIRCUITBREAKER, TYPE NB, 800 | 0 | P | 5940I SE
AYJ376Y | AC | - - - - | 7496 | LUG | LUG, COMPRESSION, QA 2, RING TONGUE, #22-#16 AWG, #6, , TERMINAL; UNINSULATED, STYLE CRIMP | 2 | P | 5940I SE
AYK305J | AL | A-A-01-000-001 | 120 | LUG | LUG, COMPRESSION, QA 2, LUG, TERMINAL; UNINSULATED, STYLE CRIMP, MTG METHOD STRAIGHT ONE HOLE | 2 | B | 5940I SE
BAA566P | AL | A-A-01-000-001 | 47 | LUG | LUG, COMPRESSION, QA 2, LUG, TERMINAL; UNINSULATED, STYLE CRIMP, MTG METHOD STRAIGHT BLANK | 2 | P | 5940I SE
BAM172L | AL | A-A-01-000-001 | 386 | LUG | LUG, COMPRESSION, QA 2, LUG, TERMINAL; CONDUCTOR SIZE RANGE: 300 KCMIL, INSULATION FEATURE: | 2 | P | 5940I SE
BAY805R | AL | A-A-01-000-001 | 240 | LUG | LUG, COMPRESSION, QA 2, LUG, TERMINAL; CONDUCTOR SIZE RANGE: 400 KCMIL, INSULATION FEATURE: | 2 | C | 5940I SE
BAY806P | AL | A-A-01-000-001 | 200 | LUG | LUG, COMPRESSION, QA 2, LUG, TERMINAL; UNINSULATED, STYLE CRIMP, MTG METHOD STRAIGHT ONE HOLE | 2 | B | 5940I SE
BBF198T | AL | A-A-01-000-001 | 260 | LUG | LUG, COMPRESSION, QA 2, LUG, TERMINAL; UNINSULATED, STYLE CRIMP, MTG METHOD STRAIGHT ONE HOLE | 2 | P | 5940I SE
BCV905Q | AL | A-A-01-000-001 | 440 | LUG | LUG, COMPRESSION, QA 2, STRAIGHT, #2 AWG, 1/2 IN, 1, BROWN, LUG, TERMINAL; CONDUCTOR SIZE RANGE: 2 AWG, INSULATION FEATURE: | 2 | P | 5940I SE
BGY199C | AL | A-A-01-000-001 | 319 | LUG | LUG, COMPRESSION, QA 2, LUG, TERMINAL; UNINSULATED, STYLE CRIMP, MTG METHOD STRAIGHT TWO HOLE | 2 | B | 5940I SE
BKR439R | AL | A-A-01-000-001 | 101 | LUG | LUG, COMPRESSION, QA 0, RING TONGUE, #6-#5 AWG, 1/4 IN | 0 | P | 5940I SE
BKY862L | AL | F-A-04-202-003 | 148 | LUG | LUG, COMPRESSION, QA 0, TERMINAL, QUICK DISCONNECT; MOUNTING TYPE: MALE AND FEMALE, TERMINAL | 0 |  | 5940I SE
BLC618N | AL | F-A-04-202-001 | 18 | LUG | LUG, COMPRESSION, QA 1, LUG, TERMINAL; CONDUCTOR SIZE RANGE: 22-16 AWG, INSULATION FEATURE: | 1 |  | 5940I SE
BLE660Q | AL | A-A-01-000-001 | 60 | LUG | LUG, COMPRESSION, QA 2, LUG, TERMINAL; UNINSULATED, STYLE CRIMP, MTG METHOD STRAIGHT TWO HOLE | 2 | B | 5940I SE
BLH907N | AL | F-A-04-202-001 | 140 | LUG | LUG, COMPRESSION, QA 1, LUG, TERMINAL; 1 HOLE, NO 5/16 BOLT HOLE, 16-14 AWG, TERMINAL | 1 |  | 5940I SE
BLH916L | AL | F-A-04-202-001 | 11 | LUG | LUG, COMPRESSION, QA 1, LUG, TERMINAL; 2 HOLE, 1/4 BOLT SIZE, 4 AWG, TERMINAL, NON-INSULATED | 1 |  | 5940I SE
BLY472V | AL | F-A-10-301-002 | 101 | LUG | LUG, COMPRESSION, QA 1, 500 KCMIL, BROWN, LUG, TERMINAL; TIN PLATED,500 KCMIL,COLOR KEY BROWN *** | 1 |  | 5950N SE
BNR418F | AL | A-A-01-000-001 | 49 | LUG | LUG, COMPRESSION, QA 1, LUG, TERMINAL; STYLE CRIMP, UNINSULATED, CNDCT SIZE 500 KCMIL, STUD | 1 | P | 5940I SE
BNV061B | AL | F-A-04-202-005 | 25 | LUG | LUG, COMPRESSION, QA 0, LUG, TERMINAL; STUD SIZE: 02.500000 ( 2 1/2), MOUNTING: 1-HOLE *** | 0 |  | 5940I SE
BPE013K | AL | 1-A-25-015-001 | 60 | LUG | LUG, COMPRESSION, QA 0, LUG, TERMINAL; STUD SIZE: 00.687500 ( 11/16), MOUNTING: 2-HOLE *** | 0 | P | 5940I SE
BPH157L | AL | F-A-08-302-003 | 79 | LUG | LUG, COMPRESSION, QA 2, LUG, TERMINAL; UNINSULATED, STRAIGHT 2-HOLE, 250 KCMIL, 1/2 IN STUD | 2 |  | 5940I SE
BPJ909T | AL | A-A-01-000-001 | 5647 | LUG | LUG, COMPRESSION, QA 1, LUG, TERMINAL; STYLE CRIMP, MTG METHOD RING, CNDCT SIZE 16-14 AWG NO 8 | 1 | B | 5940I SE
BQM609H | AL | A-A-01-000-001 | 75 | LUG | LUG, COMPRESSION, QA 0, #16-#14 AWG, 0.970 IN, VINYL, BLUE, TERMINAL, QUICK DISCONNECT; INSULATION FEATURE: INSULATED, INSULATION: | 0 | C | 5940I SE
BVB168M | AL | A-A-01-000-001 | 85 | LUG | LUG, COMPRESSION, QA 2, LUG, TERMINAL; CONDUCTOR SIZE RANGE: 250 KCMIL, INSULATION FEATURE: | 2 | C | 5940I SE
BVE029B | AL | F-A-08-302-003 | 2 | LUG | LUG, COMPRESSION, QA 3, RING TONGUE, #16 AWG, #8-#10, CROMEL, 1, TERMINAL. | 3 |  | 5940I SE
BVE909N | AL | F-A-08-302-004 | 10 | LUG | LUG, COMPRESSION, QA 2, LUG, TERMINAL; CONDUCTOR SIZE RANGE: 750 KCMIL, INSULATION FEATURE: | 2 |  | 5940I SE
BVT279Y | AL | A-A-01-000-001 | 30 | LUG | LUG, COMPRESSION, QA 0, 350 KCMIL-#6 AWG, 3/8 IN, 90 DEG C, TIN PLATED ALUMINUM, LUG, SECURITY SYSTEM; TERMINAL LUG, BOLT SIZE 3/8 INCH, 350 | 0 | C | 6350B SE
BVX279F | AL | A-A-01-000-001 | 76 | LUG | LUG, COMPRESSION, QA 0, LUG, TERMINAL BLOCK; BUTT SPLICE, SOLISTRAND, SIGHT-HOLE TYPE, #6 AWG | 0 | B | 5940I SE
BWD495M | AL | D-B-16-000-001 | 53 | LUG | LUG, TYPICAL, QA 3, LUG, HEATER; L SHAPE *** | 3 | B | 5966A SE
BWF915F | AL | F-A-04-202-001 | 65 | LUG | LUG, COMPRESSION, QA 2, LUG, TERMINAL; CONDUCTOR SIZE RANGE: 6- 5 AWG, INSULATION FEATURE: | 2 |  | 5940I SE
BXD067V | AL | F-A-10-202-005 | 10 | LUG | LUG, TYPICAL, QA 0, SUPPORT, *** DIAPHRAGM SUPPORT, RFPT | 0 | B | 2825G SE
BYD439K | AL | F-A-04-202-001 | 50 | LUG | LUG, COMPRESSION, QA 2, STRAIGHT, #6 AWG, 1/4 IN, TIN PLATED COPPER, BARE, LONG, 2, BLUE, , TERMINAL, BODY STYLE: CRIMP, UL LISTED, HOLES CE | 2 |  | 5940I SE
BYE512Y | AL | F-A-08-302-003 | 200 | LUG | LUG, COMPRESSION, QA 2, RING TONGUE, #18-#14 AWG, 1/2 IN, TIN PLATED COPPER, BARE, , TERMINAL, BODY STYLE: CRIMP, UL LISTED | 2 |  | 5940I SE
BYM837X | AC | - - - - | 2 | LUG | LUG, COMPRESSION, QA 2, STRAIGHT, 400 KCMIL, 1/2 IN, TIN PLATED COPPER, 2, BLUE, , UNINSULATED, TERMINAL, BODY STYLE: CRIMP, UL LISTED, HOLE | 2 | C | 5940I SE
CBL481Y | AL | F-A-08-302-006 | 3 | LUG | LUG, TYPICAL, QA 0, WELDING, 2-1/2 IN, 1/4 IN, CARBON STEEL, 610 LB, 3/8 IN ROD, BLACK, *** FOR 3/8 INCH DIA ROD | 0 |  | 4710Y SE
CBR514G | AL | F-A-08-302-005 | 2 | LUG | LUG, TYPICAL, QA 0, WELDING, 1/2 IN, *** BP1052-.50 | 0 |  | 4710Y SE
ACG002T | AL | L-A-01-000-002 | 22 | LUG | LUG, TYPICAL, QA 1, LUG, ; CLOSURE, 004.750 X 002.500 X 002.125 IN, FOR HATCH DOOR UNITS 1 | 1 | P | 4470C SE
AFP407J | AL | M-A-03-000-002 | 78 | LUG | LUG, COMPRESSION, QA 2, LUG, TERMINAL; CONDUCTOR SIZE RANGE: 4/0 AWG, INSULATION FEATURE: | 2 | B | 5940I SE
AJY464E | AL | M-A-11-000-002 | 1 | LUG | LUG, COMPRESSION, QA 2, LUG, TERMINAL; UNINSULATED, STYLE CRIMP, MTG METHOD RING, CNDCT SIZE | 2 | P | 5940I SE
AKP010N | AL | M-A-06-000-002 | 10 | LUG | LUG, COMPRESSION, QA 2, LUG, TERMINAL; CONDUCTOR SIZE RANGE: 1/0 AWG, INSULATION FEATURE: | 2 | B | 5940I SE
AKP010N | AL | M-A-12-000-002 | 640 | LUG | LUG, COMPRESSION, QA 2, LUG, TERMINAL; CONDUCTOR SIZE RANGE: 1/0 AWG, INSULATION FEATURE: | 2 | B | 5940I SE
ANP915J | AL | M-A-06-000-002 | 18 | LUG | LUG, COMPRESSION, QA 2, LUG, TERMINAL; UNINSULATED, STYLE CRIMP, MTG METHOD RING, CNDCT SIZE | 2 | P | 5940I SE
ANP915J | AC | - - - - | 1423 | LUG | LUG, COMPRESSION, QA 2, LUG, TERMINAL; UNINSULATED, STYLE CRIMP, MTG METHOD RING, CNDCT SIZE | 2 | P | 5940I SE
APP604Y | AL | M-A-13-000-002 | 300 | LUG | LUG, COMPRESSION, QA 2, LUG, TERMINAL; UNINSULATED, STYLE CRIMP, MTG METHOD RING, CNDCT SIZE | 2 | B | 5940I SE
AQB569W | AL | L-A-09-000-002 | 18 | LUG | LUG, COMPRESSION, QA 2, LUG, TERMINAL; CONDUCTOR SIZE RANGE: 500 KCMIL, INSULATION FEATURE: | 2 | B | 5940I SE
AQM039X | AL | M-A-11-000-002 | 59 | LUG | LUG, COMPRESSION, QA 2, LUG, TERMINAL; UNINSULATED, STYLE CRIMP, MTG METHOD RING, CNDCT SIZE | 2 | P | 5940I SE
AQY678M | AL | M-A-13-000-002 | 25 | LUG | LUG, COMPRESSION, QA 2, STRAIGHT, 500 KCMIL, 3/8 IN, WROUGHT COPPER, 2, BROWN, LUG, TERMINAL; CONDUCTOR SIZE RANGE: 500 KCMIL, INSULATION FE | 2 | B | 5940I SE
ARC718T | AL | M-A-06-000-002 | 3 | LUG | LUG, COMPRESSION, QA 2, LUG, TERMINAL; INSULATED, STYLE CRIMP, MTG METHOD RING, CNDCT SIZE | 2 | P | 5940I SE
ARC736Q | AL | M-A-01-000-002 | 842 | LUG | LUG, COMPRESSION, QA 2, LUG, TERMINAL; UNINSULATED, STYLE CRIMP, MTG METHOD RING, CNDCT SIZE | 2 | P | 5940I SE
ARC772L | AL | M-A-06-000-002 | 1 | LUG | LUG, COMPRESSION, QA 2, LUG, TERMINAL; INSULATED, STYLE CRIMP, MTG METHOD RING, CNDCT SIZE | 2 | P | 5940I SE
ARC818N | AL | M-A-03-000-002 | 620 | LUG | LUG, COMPRESSION, QA 2, LUG, TERMINAL; INSULATED, STYLE CRIMP, MTG METHOD RING, CNDCT SIZE | 2 | P | 5940I SE
ARG831A | AL | M-A-13-000-002 | 71 | LUG | LUG, COMPRESSION, QA 2, LUG, TERMINAL; UNINSULATED, STYLE CRIMP, MTG METHOD STRAIGHT ONE HOLE | 2 | P | 5940I SE
ARW653A | AL | M-A-07-000-002 | 1 | LUG | LUG, COMPRESSION, QA 2, LUG, TERMINAL; UNINSULATED, STYLE CRIMP, MTG METHOD STRAIGHT ONE HOLE | 2 | P | 5940I SE
ARW653A | AL | M-A-13-000-002 | 150 | LUG | LUG, COMPRESSION, QA 2, LUG, TERMINAL; UNINSULATED, STYLE CRIMP, MTG METHOD STRAIGHT ONE HOLE | 2 | P | 5940I SE
ARW660Q | AL | M-A-12-000-002 | 174 | LUG | LUG, COMPRESSION, QA 2, LUG, TERMINAL; UNINSULATED, STYLE CRIMP, MTG METHOD STRAIGHT ONE HOLE | 2 | B | 5940I SE
ARW661B | TR | - - - - | 2 | LUG | LUG, COMPRESSION, QA 2, #2/0 AWG, 3/8 IN, COPPER, LUG, TERMINAL; UNINSULATED, STYLE CRIMP, MTG METHOD STRAIGHT TWO HOLE, | 2 | P | 5940I SE
ARW701T | AL | L-A-09-000-002 | 5 | LUG | LUG, COMPRESSION, QA 2, LUG, TERMINAL; CONDUCTOR SIZE RANGE: 2 AWG, INSULATION FEATURE: | 2 | B | 5940I SE
AVA505B | AL | T-A-01-000-002 | 6 | LUG | LUG, COMPRESSION, QA 2, LUG, TERMINAL; UNINSULATED, STYLE CRIMP, MTG METHOD STRAIGHT ONE HOLE | 2 | P | 5940I SE
AWF034E | AL | M-A-12-000-002 | 372 | LUG | LUG, COMPRESSION, QA 2, LUG, TERMINAL; UNINSULATED, STYLE CRIMP, MTG METHOD STRAIGHT BLANK | 2 | P | 5940I SE
AWV344A | AL | L-A-09-000-002 | 30 | LUG | LUG, COMPRESSION, QA 2, LUG, TERMINAL; CONDUCTOR SIZE RANGE: 6 AWG, INSULATION FEATURE: | 2 | C | 5940I SE
AXC532G | AL | T-A-01-000-002 | 125 | LUG | LUG, COMPRESSION, QA 2, STRAIGHT BLANK, #1/0 AWG, BARE, PINK, , TERMINAL; STYLE CRIMP, , 600 VOLT APPLICATION | 2 | P | 5940I SE
AXE738H | AL | T-A-01-000-002 | 82 | LUG | LUG, COMPRESSION, QA 2, LUG, TERMINAL; UNINSULATED, STYLE CRIMP, MTG METHOD STRAIGHT BLANK | 2 | P | 5940I SE
AXN609L | AL | L-A-09-000-002 | 30 | LUG | LUG, COMPRESSION, QA 2, RING TONGUE, #12-#10 AWG, 5/16 IN, COPPER, BARE, 1, , BODY STYLE: CRIMP, UL LISTED | 2 | B | 5940I SE
AYH434G | AL | L-A-09-000-002 | 81 | LUG | LUG, COMPRESSION, QA 0, #22-#16 AWG, TIN PLATED BRASS, VINYL, RED, TERMINAL, QUICK DISCONNECT; CRIMP, EXTERNAL TAB, 22-16 AWGINSULATED | 0 | P | 5940I SE
BAM173J | AL | L-A-07-000-002 | 375 | LUG | LUG, COMPRESSION, QA 2, LUG, TERMINAL; UNINSULATED, STYLE CRIMP, MTG METHOD STRAIGHT ONE HOLE | 2 | P | 5940I SE
BAY311J | AL | M-A-16-000-002 | 17 | LUG | LUG, COMPRESSION, QA 2, LUG, TERMINAL; UNINSULATED, STYLE CRIMP, MTG METHOD STRAIGHT ONE HOLE | 2 | P | 5940I SE
BBG918D | AL | M-A-16-000-002 | 1408 | LUG | LUG, COMPRESSION, QA 3, TERMINAL, QUICK DISCONNECT; CRIMP TYPE, TAB INTERNAL, 20-16 AWG WIRE | 3 | P | 5940I SE
BDF381P | AL | L-A-09-000-002 | 1579 | LUG | LUG, COMPRESSION, QA 2, LUG, TERMINAL; UNINSULATED, STYLE CRIMP, MTG METHOD RING, CONDUCTOR | 2 | B | 5940I SE
BFY511B | AL | M-A-03-000-002 | 3 | LUG | LUG, COMPRESSION, QA 2, LUG, TERMINAL; INSULATED, STYLE CRIMP, MTG METHOD OPEN SLOT W/LIP | 2 | P | 5940I SE
BGY199C | AL | L-A-02-000-002 | 180 | LUG | LUG, COMPRESSION, QA 2, LUG, TERMINAL; UNINSULATED, STYLE CRIMP, MTG METHOD STRAIGHT TWO HOLE | 2 | B | 5940I SE
BHG473L | AL | M-A-06-000-002 | 14 | LUG | LUG, COMPRESSION, QA 1, LUG, TERMINAL; UNINSULATED, STYLE CRIMP, MTG METHOD STRAIGHT TWO HOLE | 1 | P | 5940I SE
BHJ149K | AL | M-A-12-000-002 | 29 | LUG | LUG, COMPRESSION, QA 2, STRAIGHT, #2/0 AWG, 1/2 IN, 2, BLACK, LUG, TERMINAL; UNINSULATED, STYLE CRIMP, MTG METHOD STRAIGHT TWO HOLE, | 2 | B | 5940I SE
BHV024G | AL | M-A-16-000-002 | 968 | LUG | LUG, COMPRESSION, QA 3, LUG, TERMINAL; UNINSULATED, *** | 3 | P | 5940I SE
BHV160W | AL | L-A-09-000-002 | 65 | LUG | LUG, COMPRESSION, QA 1, STRAIGHT, 400 KCMIL, 1/2 IN, COPPER, 1, BLUE, LUG, TERMINAL; UNINSULATED, STYLE CRIMP, MTG METHOD STRAIGHT ONE HOLE, | 1 | P | 5940I SE
BJD861L | AL | M-A-11-000-002 | 1580 | LUG | LUG, COMPRESSION, QA 2, LUG, TERMINAL; INSULATED, STYLE CRIMP, MTG METHOD RING, CNDCT SIZE | 2 | P | 5940I SE
BJD862J | AL | M-A-09-000-002 | 292 | LUG | LUG, COMPRESSION, QA 2, LUG, TERMINAL; INSULATED, STYLE CRIMP, MTG METHOD RING, CNDCT SIZE | 2 | P | 5940I SE
BKR022J | AL | M-A-01-000-002 | 3076 | LUG | LUG, COMPRESSION, QA 2, LUG, TERMINAL; INSULATED, STYLE CRIMP, CNDCT SIZE 12-10 AWG, YELLOW | 2 | P | 5940I SE
BNR230D | AL | L-A-09-000-002 | 70 | LUG | LUG, COMPRESSION, QA 0, LUG, TERMINAL; BODY STYLE: CRIMP, MOUNTING: ANGLE-1-HOLE *** | 0 | P | 5940I SE
BNR232X | AL | L-A-09-000-002 | 70 | LUG | LUG, COMPRESSION, QA 0, LUG, TERMINAL; BODY STYLE: CRIMP, MOUNTING: ANGLE-1-HOLE *** | 0 | P | 5940I SE
BNR233V | AL | L-A-09-000-002 | 20 | LUG | LUG, COMPRESSION, QA 0, LUG, TERMINAL; BODY STYLE: CRIMP, MOUNTING: ANGLE-1-HOLE *** | 0 | P | 5940I SE
BPG966P | AL | L-A-02-000-002 | 500 | LUG | LUG, COMPRESSION, QA 2, LUG, TERMINAL; UNINSULATED, CRIMP, STRAIGHT 1-HOLE, 2/0 AWG, 5/16 IN | 2 | P | 5940I SE
BPL961D | AL | L-A-09-000-002 | 6 | LUG | LUG, COMPRESSION, QA 1, LUG, CIRCUIT BREAKER; COPPER-ALUMINUM, WIRE RANGE 6 TO 2/0 AWG | 1 | B | 5925B SE
BPL970P | AL | L-A-09-000-002 | 1 | LUG | LUG, COMPRESSION, QA 1, LUG, CIRCUIT BREAKER; COPPER-ALUMINUM, WIRE RANGE 4 AWG TO 300 MCM | 1 | B | 5925B SE
BVE019E | AL | L-A-09-000-002 | 57 | LUG | LUG, COMPRESSION, QA 3, LUG, TERMINAL; CONDUCTOR SIZE RANGE: 24-18 AWG, INSULATION FEATURE: | 3 | B | 5940I SE
BVF162D | AL | L-A-09-000-002 | 1 | LUG | LUG, COMPRESSION, QA 2, LUG, TERMINAL; CONDUCTOR SIZE RANGE: 750 KCMIL, INSULATION FEATURE: | 2 | B | 5940I SE
BVR651A | AL | T-A-01-000-002 | 100 | LUG | LUG, COMPRESSION, QA 0, LUG, TERMINAL; CONDUCTOR SIZE RANGE: 12-14 AWG, INSULATION FEATURE: | 0 | B | 5940I SE
BWB130L | AL | T-A-01-000-002 | 38 | LUG | LUG, COMPRESSION, QA 0, LUG, CONTROLLER; TERNINAL FLAG TONGUE FOR USE ON CONDENSATE POLISHER | 0 | B | 6695D SE
BYB350R | AL | L-A-09-000-002 | 2 | LUG | LUG, COMPRESSION, QA 2, STRAIGHT, #2 AWG, 1/4 IN, TIN PLATED COPPER, BARE, 1, BROWN, , TERMINAL, BODY STYLE: CRIMP, UL LISTED | 2 | C | 5940I SE
BYB489E | AL | L-A-09-000-002 | 70 | LUG | LUG, COMPRESSION, QA 2, STRAIGHT, #8 AWG, 1/4 IN, TIN PLATED COPPER, BARE, 2, , TERMINAL, BODY STYLE: CRIMP, UL LISTED, HOLES CENTER/CENTER: | 2 | C | 5940I SE
BYD260G | AL | L-A-09-000-002 | 2 | LUG | LUG, COMPRESSION, QA 2, STRAIGHT, 500 KCMIL, 1/2 IN, TIN PLATED COPPER, BARE, 2, BROWN, , TERMINAL, BODY STYLE: CRIMP, UL LISTED, HOLES CENT | 2 | C | 5940I SE
BYM456A | AL | L-A-09-000-002 | 50 | LUG | LUG, COMPRESSION, QA 2, STRAIGHT, 500 KCMIL, 1/2 IN, TIN PLATED COPPER, BARE, LONG, 2, BROWN, , TERMINAL, BODY STYLE: CRIMP, UL LISTED, HOLE | 2 | C | 5940I SE
BYT789L | AL | L-A-09-000-002 | 300 | LUG | LUG, COMPRESSION, QA 2, RING TONGUE, #22-#16 AWG, #4, TIN PLATED COPPER, BARE, , TERMINAL, BODY STYLE: CRIMP, UL LISTED | 2 | C | 5940I SE
BYV173P | AL | L-A-09-000-002 | 2136 | LUG | LUG, COMPRESSION, QA 2, RING TONGUE, #22-#16 AWG, #10, TIN PLATED COPPER, TERMINAL; INSULATION FEATURE: UNINSULATED, BODY STYLE: UL LISTED, | 2 | C | 5940I SE
BYV227T | AL | L-A-09-000-002 | 83 | LUG | LUG, COMPRESSION, QA 2, RING TONGUE, #4 AWG, 1/4 IN, TIN PLATED COPPER, BARE, TERMINAL, CRIMP, UL LISTED | 2 | C | 5940I SE
BYV262Q | AL | L-A-09-000-002 | 169 | LUG | LUG, COMPRESSION, QA 2, RING TONGUE, #22-#16 AWG, #10, TIN PLATED COPPER, BARE, , TERMINAL, CRIMP, UL LISTED | 2 | C | 5940I SE
BYV428G | AL | L-A-09-000-002 | 3296 | LUG | LUG, COMPRESSION, QA 2, RING TONGUE, #22-#16 AWG, 1/4 IN, TIN PLATED COPPER, BARE, , TERMINAL, CRIMP, UL LISTED | 2 | C | 5940I SE
CAM644X | AL | L-A-09-000-002 | 13 | LUG | LUG, COMPRESSION, QA 2, RING TONGUE, #22-#18 AWG, 1/4 IN, TIN PLATED COPPER, TEFZEL, NEUTRAL/RED STRIPE, , TERMINAL, BODY STYLE: CRIMP, UL L | 2 | C | 5940I SE
CBE078R | AL | L-A-13-000-002 | 1000 | LUG | LUG, COMPRESSION, QA 2, RING TONGUE, #22-#16 AWG, 3/8 IN, TIN PLATED COPPER, PVF2, NEUTRAL/RED STRIPE, , PRE-INSULATED DIAMOND GRIP (PIDG) T | 2 | C | 5940I SE
CBE084Y | AL | L-A-13-000-002 | 1000 | LUG | LUG, COMPRESSION, QA 2, RING TONGUE, #22-#16 AWG, 1/2 IN, TIN PLATED COPPER, PVF2, NEUTRAL/RED STRIPE, , PRE-INSULATED DIAMOND GRIP (PIDG) T | 2 | C | 5940I SE
CBE127G | AL | L-A-13-000-002 | 1000 | LUG | LUG, COMPRESSION, QA 2, RING TONGUE, #12-#10 AWG, 1/2 IN, TIN PLATED COPPER, PVF2, NEUTRAL/YELLOW STRIPE, , CRIMP, LUG LENGTH: 01.414 | 2 | C | 5940I SE
CDF928V | AL | L-A-03-000-002 | 2 | LUG | LUG, COMPRESSION, QA 2, STRAIGHT, #2/0 AWG, 1/2 IN, TIN PLATED COPPER, BARE, LONG, 2, BLACK, , TERMINAL, BODY STYLE: CRIMP, UL LISTED, HOLES | 2 | C | 5940I SE
CFN834L | AL | L-A-13-000-002 | 100 | LUG | LUG, COMPRESSION, QA 3, RING TONGUE, #22-#16 AWG, #10, TIN PLATED COPPER, NYLON, RED, , PACKAGE QUANTITY 100 | 3 | B | 4710Z SE
AHK588T | AL | T-A-07-000-001 | 83 | LUMBER | LUMBER, CONSTRUCTION, QA 0, PLYWOOD/INTERIOR, 3/8 IN X 4 FT, 8 FT (96 IN), AC, 3 PLY | 0 | P | 5510R SE
ADW248X | AL | A-A-01-000-001 | 1 | MAGNET | MAGNET, TYPICAL, QA 3, MAGNET, ; FOR LEEDS AND NORTHRUP SPEEDOMAX W RECORDER *** | 3 | P | 6695D SE
BNH929Y | AL | D-A-32-104-001 | 1 | MAGNET | MAGNET, TYPICAL, QA 3, MAGNET ASSY, ; ITEM 19, FOR METER, FLOW RATE IND, FLOAT TYPE, SIZE 8 | 3 | B | 6695D SE
BXN382E | AC | - - - - | 4 | MAGNET | MAGNET, TYPICAL, QA 1, ASSEMBLY, , FOR TARGET ROCK SOLENOID VALVES (VARIOUS), MODEL NO. 98H-001, IT. | 1 | B | 48200 SE
BCQ803G | AL | M-A-15-000-002 | 9 | MAGNET | MAGNET, TYPICAL, QA 1, MAGNET ASSY, ; FOR VALVE, MODEL 82UU-001, 1E HARSH PIECE PART *** | 1 | P | 5965A SE
BLM073F | AL | M-A-16-000-002 | 4 | MAGNET | MAGNET, TYPICAL, QA 3, MAGNET ASSY, ; METAL, ROUND, DWG ITEM 14, FOR3/8 IN TARGET ROCK | 3 | P | 48200 SE
AMW771W | AL | A-A-01-000-001 | 17 | MANIFOLD | MANIFOLD, MECHANICAL, QA 3, MANIFOLD,CONTROLLER, ; FOR CONTROLLER, LIQUID LEVEL, 12800 SERIES *** | 3 | P | 6695D SE
AMW863P | AL | D-B-05-202-005 | 6 | MANIFOLD | MANIFOLD, MECHANICAL, QA 0, MANIFOLD ASSY, ; FOR TESTER *** | 0 | P | 6695D SE
BET444T | AL | D-B-11-201-000 | 2 | MANIFOLD | MANIFOLD, MECHANICAL, QA 0, MANIFOLD, VALVE; STEEL, SPRAY PIPE, FOR FLY ASHDISPOSAL SYSTEM *** | 0 | P | 4450C SE
BJA876N | AL | A-A-01-000-001 | 2 | MANIFOLD | MANIFOLD, MECHANICAL, QA 0, MANIFOLD ASSY,CONTRO, ; FOR CONTROLLER, PNEUMATIC, QUICK SCAN, MODEL | 0 | P | 6695D SE
BPG725E | AL | D-A-30-201-002 | 1 | MANIFOLD | MANIFOLD, MECHANICAL, QA 1, MANIFOLD, VALVE; COMPLETE WITH SOLENOID VALVES,SOLENOID NO. 1 250 VDC, | 1 | C | 48200 SE
BVL158A | AC | - - - - | 1 | MANIFOLD | MANIFOLD, MECHANICAL, QA 3, GAS DISTRIBUTION, *** MANIFOLD, CHGRG & TEST REFRIG; COMPRESSED GAS,PIPING MANIFOLD | 3 | C | 4520N SE
BYP767E | AL | E-A-16-C04-G01 | 2 | MANIFOLD | MANIFOLD, MECHANICAL, QA 0, MANIFOLD, CIRCUIT BREAKER; AIR DUCT, FOR AIR CIRCUIT BREAKER, MODEL | 0 | B | 5925B SE
BPG725E | AL | L-A-04-000-002 | 1 | MANIFOLD | MANIFOLD, MECHANICAL, QA 1, MANIFOLD, VALVE; COMPLETE WITH SOLENOID VALVES,SOLENOID NO. 1 250 VDC, | 1 | C | 48200 SE
BQP567V | AL | M-A-15-000-002 | 7 | MANIFOLD | MANIFOLD, MECHANICAL, QA 0, MANIFOLD, ; "RAD MAN" BREATHING AIR MANIFOLDS WITH MODIFICATIONS, WITH | 0 |  | 6625D SE
AFX215V | AL | L-A-13-000-002 | 1 | MANOMETER | MANOMETER, INSTRUMENT, QA 0, MANOMETER,INCLINED T, ; 0.05-0-0.25 IN WATER, 6 IN SCALE LENGTH, | 0 | P | 6695D SE
ARK412F | AL | M-A-13-000-002 | 41 | MASK | MASK, TYPICAL, QA 0, NOSEPIECE, OXYGEN MASK; RUBBER, SIZE MEDIUM, FOR ULTRAVUE FACEPIECE | 0 | P | 4240P SE
AWC443M | AL | M-A-13-000-002 | 4 | MASK | MASK, TYPICAL, QA 0, MASK, PAINT; TRIPLE, FOR TV MONITOR 6M917 *** | 0 | P | 5840M SE
ARH251P | AL | D-A-12-201-000 | 38 | MAT | MAT, FLOOR, QA 0, MATTING, FLOOR; MATERIAL: RUBBER, THICKNESS: 00.125 IN, WIDTH: 26.000 | 0 |  | 7220G SE
BYJ732V | AL | 1-B-10-000-001 | 6 | MAT | MAT, FLOOR, QA 0, ANTI-FATIGUE/RIBBED, 2 FT X 105 FT X 1/8 IN, LIGHT GREY, ANDERSEN, #FRH900-1/8 | 0 | B | 7220G SE
BYJ735M | AL | 1-B-10-000-001 | 6 | MAT | MAT, FLOOR, QA 0, ANTI-FATIGUE/RIBBED, 3 FT X 105 FT X 1/8 IN, LIGHT GREY, ANDERSEN , 1/8 IN THICK 3 FT | 0 | B | 7220G SE
BCR329C | AL | A-A-01-000-001 | 3 | MECHANISM | MECHANISM, LEVERING, QA 0, FLOAT MECHANISM, ; STAINLESS STEEL, FOR METER, FLOW RATE IND, FLOAT | 0 | P | 6695D SE
BDJ208P | AL | A-A-01-000-001 | 3 | MECHANISM | MECHANISM, TYPICAL, QA 0, MECHANISM, ; ARM DETENT PLASTIC, WITH BRASS INSERT, FOR MODEL ADM24E | 0 | P | 7021A SE
BEF160D | AL | A-A-01-000-001 | 4 | MECHANISM | MECHANISM, TYPICAL, QA 3, MECHANISM, CHECK SOURCE; CHECK, LESS SOURCE, FOR RADIATION MONITOR | 3 | B | 6630D SE
BHY911E | AL | A-A-01-000-001 | 1 | MECHANISM | MECHANISM, TYPICAL, QA 0, SYNCHRON MECHANISM, ACTUATOR; SYNCROSET ASSY, REF 7A, FOR VALVE | 0 | P | 48200 SE
BPX372J | AL | A-A-01-000-001 | 6 | MECHANISM | MECHANISM, TYPICAL, QA 3, MECHANISM, ; LIFTING, FOR "BILCO" TYPE S, STEEL ROOF SCUTTLE, SIZE 2 | 3 | C | 4710Y SE
BXY484W | AL | F-A-21-101-002 | 1 | MECHANISM | MECHANISM, TYPICAL, QA 0, STEAM TURBINE, SERVO, STEAM TURBINE; ELECTRO-HYDRAULIC, FOR TURBINE THROTTLE AND | 0 | C | 2825G SE
AXR220C | AL | M-A-15-000-002 | 1 | MECHANISM | MECHANISM, TYPICAL, QA 1, TYPE: CIRCUIT BREAKER, POWER OPERATING MECHANISM FOR | 1 |  | 5925B SE
AXR220C | AC | - - - - | 2 | MECHANISM | MECHANISM, TYPICAL, QA 1, TYPE: CIRCUIT BREAKER, POWER OPERATING MECHANISM FOR | 1 |  | 5925B SE
BDC060X | AL | M-A-08-000-002 | 2 | MECHANISM | MECHANISM, TYPICAL, QA 3, LOCKING MECHANISM, ; TAB, CARBON STEEL, DWG 11357, REF 32, FOR | 3 | P | 48200 SE
BFX031M | AL | M-A-01-000-002 | 6 | MECHANISM | MECHANISM, PRINT, QA 3, PRINT MECHANISM KIT, RECORDER; 24 POINTS, CONSISTS OF SUPPORT CASTING | 3 | P | 6695D SE
BLT878K | AL | M-A-03-000-002 | 2 | MECHANISM | MECHANISM, TYPICAL, QA 1, OPERATNG MECH ASSY, ; ELECTRICALLY OPERATED DRAWOUT,FOR ITE 480 VOLT | 1 | P | 5925B SE
BPH498R | AL | M-A-15-000-002 | 2 | MECHANISM | MECHANISM, TYPICAL, QA 1, TRIP MECHANISM, ; HOOK, FOR TOP MECHANISM THROTTLE TRIP, 3 IN VALVE | 1 |  | 48200 SE
CBY855V | AL | M-A-15-000-002 | 3 | MECHANISM | MECHANISM, SPRING, QA 1, MECHANISM, CIRCUIT BREAKER; OPERATING MECHANISM, SPRING TYPE FOR ABB | 1 |  | 5925B SE
ABG817T | AL | A-A-01-000-001 | 55 | MEDIA | MEDIA, FILTER, QA 0, FILTER MEDIA, ; CELITE, "DIATOMACEOUS EARTH" 50 LB BAG *** | 0 | P | 9620Q SE
ARB421P | AL | L-A-09-000-002 | 6 | MEDIA | MEDIA, FILTER, QA 0, PAPER, FILTER; ROUND, 100 EA TO BX 18-1/2 CM DIA *** | 0 | P | 6630D SE
BPK095W | AL | L-A-09-000-002 | 500 | MEDIA | MEDIA, FILTER, QA 0, PAPER, FILTER; 0.4 MICRON, 2.115 IN DIA., FOR WIDE RANGE MONITOR | 0 | C | 6630D SE
AVB412C | AL | A-A-01-000-001 | 3 | MEMBRANE | MEMBRANE, TYPICAL, QA 0, ANALYZER, O.437 IN, RUBBER, SEPTUM, RUBBER; SILICONE RUBBER, INJECTION, 000.437 IN, 100 PER/PK | 0 | P | 6630D SE
BGY010X | AL | D-A-25-301-000 | 20 | MEMBRANE | MEMBRANE, TYPICAL, QA 3, FLEXIBLE REINFORCING SHEET, , FOR USE WITH SEALING COMPOUND | 3 |  | 8030W SE
BKN447A | AL | F-A-08-302-005 | 3 | MEMBRANE | MEMBRANE, TYPICAL, QA 0, MEMBRANE KIT, METER; FOR DISSOLVED OXYGEN SENSOR *** | 0 |  | 6630D SE
BNQ983L | AL | F-A-10-202-001 | 200 | MEMBRANE | MEMBRANE, TYPICAL, QA 0, SEPTUM, RUBBER; SILICON RUBBER, FOR POST ACCIDENT SAMPLING SYSTEM, GAS | 0 |  | 6630D SE
BQJ830C | AL | F-A-11-202-001 | 2 | MEMBRANE | MEMBRANE, TYPICAL, QA 0, CHROMATOGRAPH, 3/8 IN, SILICONE RUBBER, 40-250 DEG C, SEPTUM, RUBBER; SEPTA FOR VARIAN 3400 GAS CHROMATOGRAPH, 3/8" | 0 |  | 6630D SE
BVQ255P | AL | D-B-01-301-002 | 4 | MEMBRANE | MEMBRANE, TYPICAL, QA 0, MEMBRANE, SYNTHETIC RUBBER; ION EXCHANGE MEMBRANE, 10 EA PER PACKAGE | 0 |  | 6630D SE
BYY489C | AL | F-A-02-301-000 | 3 | MEMBRANE | MEMBRANE, TYPICAL, QA 0, VALVE, 40 MIL, 48 IN, 100 FT, MEMBRANE, VALVE; WATERPROOFING MEMBRANE, FLEXIBLE SHEETING, 40 MIL | 0 |  | 48200 SE
AVB412C | AL | L-A-09-000-002 | 3 | MEMBRANE | MEMBRANE, TYPICAL, QA 0, ANALYZER, O.437 IN, RUBBER, SEPTUM, RUBBER; SILICONE RUBBER, INJECTION, 000.437 IN, 100 PER/PK | 0 | P | 6630D SE
BVP663D | AL | L-A-09-000-002 | 1 | MEMBRANE | MEMBRANE, TYPICAL, QA 0, MEMBRANE, ELECTRODE; AMMONIA, FOR ELECTRODE 13-299-96, 1 PK = 20 LOOSE | 0 | C | 6630D SE
ACW134K | AL | 5-B-01-301-000 | 1 | METER | METER, ELECTRICAL, QA 0, METER, ; FRONT PANEL, READING 0 TO 1, FOR ENVIRONMENT ONE CORP | 0 | P | 6630D SE
AFV702V | AL | D-A-32-104-001 | 1 | METER | METER, ELECTRICAL, QA 0, VOLTMETER, VDC; INDICATING, GE TYPE DB-40, SCALE 0-300 VDC, WITH | 0 | P | 6625D SE
AGD535M | AL | A-A-01-000-001 | 1 | METER | METER, ELECTRICAL, QA 0, AMMETER, RECORDING; INDICATOR, DIRECT CURRENT LOAD, PERCENT 0 TO 150 | 0 | P | 6625D SE
ATH550J | AL | D-A-32-104-001 | 1 | METER | METER, ELECTRICAL, QA 0, METER, TIME TOTALIZING; 440 VAC, 2.7 WATTS, 99.999.9 HOURS CAPACITY | 0 | P | 6645E SE
ATL614P | AL | A-A-01-000-001 | 1 | METER | METER, ELECTRICAL, QA 0, WATT HOUR, 120, 2.5, 3, METER, WATTHOUR; TYPE DS-63,120 V,2.5 AMP,3 W, 3 PHASE,RR,READING | 0 | P | 6625D SE
ATW779D | AL | A-A-01-000-001 | 1 | METER | METER, ELECTRICAL, QA 0, AMP/INDICATING, 0-3000, 0-50 MVDC, AMMETER, ; INDICATING, PANEL, 0-50 MV,DC,0-3000 SCALE, MODEL 250-4 *** | 0 | P | 6625D SE
ATY650B | AL | D-A-32-104-001 | 6 | METER | METER, ELECTRICAL, QA 0, VOLTAGE, LED DIGITAL, 1.999, PANEL, 4-1/2 IN, VOLTMETER, DIGITAL; PANEL MOUNTED,LED DIGITAL DISPLAY,4 1/2 | 0 | P | 6625D SE
AVF998X | AL | A-A-01-000-001 | 1 | METER | METER, ELECTRICAL, QA 0, AMP/INDICATING, 0-50 MVDC, 0-3000 DC, AMMETER, ; INDICATING, CURRENT RELAY, 0-3000 DC AMPS, 0-50 MVDC *** | 0 | P | 6625D SE
AVL391B | AL | A-A-01-000-001 | 2 | METER | METER, TYPICAL, QA 0, SCALE, 0-100%, 1-1/2 IN, METER, SPECIAL SCALE; OUTPUT, PANEL TYPE, 0 TO 100 PCT OF 1.5 V, 1.5 | 0 | P | 6625D SE
AVN751W | AL | A-A-01-000-001 | 2 | METER | METER, ELECTRICAL, QA 0, AMP, 0-100 MADC, VERTICAL, AMMETER, ; VERTICAL,0-100 MA DC,SUB DIVISION OF 20,TYPE 3 *** | 0 | P | 6625D SE
AVX389F | AL | A-A-01-000-001 | 1 | METER | METER, ELECTRICAL, QA 2, AMMETER, ; PICOAMP, LINEAR, DIAL INDICATE, POS OR NEG CURRENT, FULL | 2 | P | 6625D SE
AWE235J | AL | A-A-01-000-001 | 1 | METER | METER, ELECTRICAL, QA 0, FREQUENCY, 55-65 HZ, 120, PANEL, 3-1/2 IN, PANEL, SQ, POINTER TYPE, W/TRANSDUCER, | 0 | P | 6625D SE
AWM403L | AL | A-A-01-000-001 | 1 | METER | METER, ELECTRICAL, QA 0, SPECIAL SCALE, 0-5 VDC/0-14 PH, 115, 6 IN, METER, SPECIAL SCALE; INDICATING, 0 TO 14 PH, 006.000 IN FACE, FOR | 0 | P | 6625D SE
AWT795D | AL | A-A-01-000-001 | 1 | METER | METER, FLOW, QA 0, INDICATING, 5-24 X 10 SCFM, 1 IN, BRASS, THREADED, 10 IN, METER, FLOW RATE IND,FLT TY; 010.000 IN SCALE, 001.000 IN NPT B | 0 | P | 6695D SE
AXP805F | AL | D-A-32-104-001 | 2 | METER | METER, ELECTRICAL, QA 0, SPECIAL SCALE, 0-99999, 115, PANEL, METER, SPECIAL SCALE; 115.000 VAC, PANEL, RANGE 0-99999, SERIES 300 | 0 | P | 6625D SE
AXT448W | AL | A-A-01-000-001 | 2 | METER | METER, FLOW, QA 0, METER, FLOW RATE IND,FLT TY; 1.2 TO 16.1 CFM, 070.000 DEG F14.7 PSIA | 0 | P | 6695D SE
AYY585P | AL | 5-B-02-101-000 | 1 | METER | METER, ELECTRICAL, QA 0, SPECIAL SCALE, 0-500 PSI, 4-20 MADC, 4 IN | 0 | C | 6625D SE
BBA543X | AL | A-A-01-000-001 | 4 | METER | METER, TYPICAL, QA 0, METER, SPECIAL SCALE; INDICATING, 0 TO 100 SODIUM (MA), FOR SODIUM | 0 | P | 6625D SE
BBA648F | AL | A-A-01-000-001 | 3 | METER | METER, ELECTRICAL, QA 0, AMMETER, ; INDICATING, VERTICAL BLANK SCALE, MILLIAMP INPUT, MINUS | 0 | P | 6625D SE
BBD480P | AL | D-B-16-000-001 | 1 | METER | METER, FLOW, QA 0, SAFEGUARD/ROTOMETER, 1-1/2 IN, STAINLESS STEEL, THREADED, METER, FLOW RATE IND,FLT TY; SAFEGUARD, ROTAMETER, 68.3 GPM WAT | 0 | P | 6695D SE
BBF460K | AL | A-A-01-000-001 | 4 | METER | METER, ELECTRICAL, QA 0, AMMETER, ; MICRO MHOS/CM SPECIFIC CONDUCTANCE 0 TO 16 MADC MOVEMENT | 0 | P | 6625D SE
BBP159V | AL | A-A-01-000-001 | 2 | METER | METER, TYPICAL, QA 0, METER, ARBITRARY SCALE; PERCENT, MINUS 20 THRU PLUS 3 DC, MINUS 100 | 0 | P | 6625D SE
BBQ330J | AL | A-A-01-000-001 | 2 | METER | METER, ELECTRICAL, QA 0, AMMETER, ; INDICATING, 0 TO 50 AMPS AC *** | 0 | P | 6625D SE
BBQ337Q | AL | A-A-01-000-001 | 1 | METER | METER, ELECTRICAL, QA 0, AMMETER, ; INDICATING, DC, 0 TO 100 AMP *** | 0 | P | 6625D SE
BBV334F | AL | A-A-01-000-001 | 1 | METER | METER, FLOW, QA 0, METER, FLUID FLOW IND,DIGIT; 4 IN METER, WATER, TURBO, RANGE 15 TO | 0 | P | 6695D SE
BBX916E | AL | A-A-01-000-001 | 1 | METER | METER, ELECTRICAL, QA 0, VOLTMETER, VAC; INDICATING, 0 TO 175 VAC, C/W SIMPSON MULTI-BOX, MODEL | 0 | P | 6625D SE
BCB445J | AL | A-A-01-000-001 | 2 | METER | METER, ELECTRICAL, QA 0, AMMETER, ; PANEL TYPE, PROCESS VARIABLE, 1 MA *** | 0 | P | 6625D SE
BCX490V | AL | 1-B-08-000-001 | 1 | METER | METER, FLOW, QA 0, ROTAMETER, 135 GPM, INLET/OUTLET, SS, THREADED, 5 IN, FLOW RATE IND, INLET AND OUTLET HORIZONTAL | 0 | P | 6695D SE
BDH862W | AL | A-A-01-000-001 | 1 | METER | METER, FLOW, QA 2, ANNUBAR, LIQUID FLOW; 6 IN NOM PIPE SIZE, SCHEDULE 40, ALL MATERIAL | 2 | P | 6695D SE
BDV483H | AL | A-A-01-000-001 | 4 | METER | METER, ELECTRICAL, QA 0, METER, ELECTRICAL FREQUENCY; RANGE 55 TO 65 HZ 1 PCT FOR INVERTER | 0 | P | 6625D SE
BEV704N | AL | A-A-01-000-001 | 2 | METER | METER, TYPICAL, QA 0, SPECIAL SCALE, 100-0-100 MADC, 2-1/2 IN, 2 %, METER, SPECIAL SCALE; INDICATING, SCALE 100 TO 0 TO 100 MADC, 2 PCT | 0 | P | 6625D SE
BGV469Q | AL | A-A-01-000-001 | 2 | METER | METER, ELECTRICAL, QA 0, SPECIAL SCALE, 0-5 DC/0-100 PSIG, HORIZONTAL/MAGNET, METER, SPECIAL SCALE; HORIZONTAL, SCALE 0 TO 5 VDC 0 TO 100 PS | 0 | P | 6625D SE
BKQ246A | AL | D-A-04-201-002 | 1 | METER | METER, FLOW, QA 0, METER, FLOW RATE IND,FLT TY; WITH NEEDLE VALVE, FOR MONITOR, CHLORIDE | 0 | P | 6695D SE
BLL269C | AL | D-B-03-102-003 | 2 | METER | METER, FLOW, QA 0, INDICATING, 5-50 GPM, 10-150, METER, FLOW RATE IND,FLT TY; LIQUID (WATER), IN-LINE FLOW RANGE 5 TO | 0 | P | 6695D SE
BLR584A | AL | D-B-05-202-001 | 2 | METER | METER, FLOW, QA 0, INDICATING, 0-31 X 10 GPM, 1/2 IN, STAINLESS STEEL, THREADED, 10 IN, METER, FLOW RATE IND,FLT TY; SCALE 0-31 X 10 GPM, 10 | 0 | P | 6695D SE
BLT181V | AL | D-A-32-104-001 | 4 | METER | METER, ELECTRICAL, QA 3, VOLTMETER, VDC; HONEYWELL TYPE M53 OR CROMPTON TYPE 016-01V, 0 - 160 | 3 | C | 6625D SE
BMF181E | AL | A-A-01-000-001 | 1 | METER | METER, FLOW, QA 0, METER, FLOW RATE IND,FLT TY; FOR DEHYDRATION UNIT, S/N 4379-1, 4847 | 0 | P | 6695D SE
BPK208L | AL | F-A-09-202-001 | 3 | METER | METER, TYPICAL, QA 1, METER, SPECIAL SCALE; PANEL EDGEWISE, 4 TO 20 MA, BLNK SCALE, MODEL | 1 | P | 6625D SE
BPQ074B | AL | D-A-04-201-002 | 1 | METER | METER, FLOW, QA 0, FLOWMETER ASSY, ; FOR ANALYZER, SODIUM, TYPE 1811LL *** | 0 | A | 6630D SE
BPQ404T | AL | D-A-32-104-001 | 5 | METER | METER, FLOW, QA 0, FLOWMETER ASSY, ; 127 MM (5 IN) SCALE, 4 CFM MAXIMUM FLOW, BLOCK TYPE | 0 | C | 6630D SE
BVB960G | AL | A-A-01-000-001 | 4 | METER | METER, ELECTRICAL, QA 3, METER, ; BARGRAPH, NON STD DIGITAL=6400 TO 7400, DIGITAL TO BLANK | 3 | B | 6630D SE
BWA697Q | AL | D-A-18-202-004 | 1 | METER | METER, ELECTRICAL, QA 3, DIAL/INDICATING, 0-1.6 AC, 0-500 MA, INTERNATIONAL INST. MODEL 1122. | 3 |  | 5210S SE
BWF663G | AL | D-A-18-301-004 | 1 | METER | METER, ELECTRICAL, QA 1, METER, ELECTRICAL FREQUENCY; TYPE AB40, 120 VAC INPUT, 55 TO 65 HERTZ | 1 |  | 6625D SE
BWF663G | AL | D-A-25-302-005 | 1 | METER | METER, ELECTRICAL, QA 1, METER, ELECTRICAL FREQUENCY; TYPE AB40, 120 VAC INPUT, 55 TO 65 HERTZ | 1 |  | 6625D SE
BWF663G | AL | D-B-25-302-003 | 1 | METER | METER, ELECTRICAL, QA 1, METER, ELECTRICAL FREQUENCY; TYPE AB40, 120 VAC INPUT, 55 TO 65 HERTZ | 1 |  | 6625D SE
BWH399W | AL | P-A-LL-ET0-110 | 1 | METER | METER, FLOW, QA 2, METER, FLOW; TYPE: ANNUBAR; SIZE: 2 IN PIPE; MATERIAL: 316 STAINLESS | 2 | C | 6695D SE
BWN509P | AL | F-A-11-202-001 | 1 | METER | METER, FLOW, QA 1, METER, FLOW INDICATOR; FLOW *** | 1 | B | 6695D SE
BWQ158F | AL | A-A-01-000-001 | 6 | METER | METER, ELECTRICAL, QA 3, METER, ARBITRARY SCALE; DEVIATION,RANGE INDICATOR,ELECTRICAL,VALVE | 3 | B | 6625D SE
BWR893B | AL | A-A-01-000-001 | 1 | METER | METER, ELECTRICAL, QA 3, AMMETER, AC; INDICATING, TYPE AB-40, CT RATIO 300:1, 5 AMP FULL SCALE | 3 | B | 6625D SE
BXB144P | AL | F-A-09-202-000 | 7 | METER | METER, FLOW, QA 3, METER, FLOW INDICATOR; 2 INCH, DIFFERENTIAL PRESSURE, DIRECT READING | 3 | B | 6695D SE
BXK914N | AL | A-A-01-000-001 | 2 | METER | METER, FLOW, QA 3, METER, SPECIAL SCALE; 1-18 MEGOHMS/CM,FOR SPECIFIC RESISTANCE | 3 | B | 6625D SE
BXP952R | AL | A-A-01-000-001 | 2 | METER | METER, FLOW, QA 3, METER, FLOW RATE IND,FLT TY; GLASS TUBE NO R-2-15-AAA, MAX. PRESS: 200 | 3 | B | 6695D SE
BXV604X | AL | A-A-01-000-001 | 1 | METER | METER, FLOW, QA 1, ELEMENT, RATE OF FLOW; PROBE ASSEMBLY KB12-316-HT-4-TSDE-22-NU FOR | 1 | B | 6695D SE
BYD174X | AL | A-A-01-000-001 | 23 | METER | METER, ELECTRICAL, QA 3, METER, TIME TOTALIZING; 40-130 VDC *** | 3 | B | 6645E SE
BYR188L | AL | A-A-01-000-001 | 2 | METER | METER, FLOW, QA 0, ROTAMETER, 0-250 GPM, 1/2 IN, STAINLESS STEEL, THREADED, METER, FLOW RATE IND,FLT TY; ROTAMETER,0-250 GPM H20,4-HCFB-1/2 | 0 | B | 6695D SE
CDJ881C | AL | A-A-01-000-001 | 8 | METER | METER, TYPICAL, QA 3, ROTOMETER, ANALYZER; COMPLETE, MFG CODE B440, TUBE SIZE 5.65, 1-9 GPH | 3 | B | 6630D SE
CEA657L | AC | - - - - | 4 | METER | METER, FLOW, QA 3, METER, FLOW; STAINLESS STEEL, 1/4" NPT, WITH BI-STABLE CONTACT MODEL | 3 | B | 6695D SE
CEH216F | AL | F-A-26-101-001 | 2 | METER | METER, ELECTRICAL, QA 1, AMMETER, ELECTRICAL; VERTICAL MOUNTING, 0-1 DCMA, THREADED STUD | 1 | B | 6625D SE
ACV426B | AL | L-A-09-000-002 | 1 | METER | METER, ELECTRICAL, QA 0, AMMETER, ; INDICATING 0-75 A DC *** | 0 | P | 6625D SE
AFV797L | AL | M-A-08-000-002 | 1 | METER | METER, ELECTRICAL, QA 0, METER, ; DEVIATION, 003.500 KILOHMS, 025.000 MILLIAMPERES DC, FOR | 0 | P | 6630D SE
AFV804K | AL | M-A-06-000-002 | 1 | METER | METER, ELECTRICAL, QA 0, VOLTMETER, VDC; INDICATING, DC, 150-300 V SCALE, 1 PCT ACCURACY, FOR | 0 | P | 6625D SE
AFW460Y | AL | L-A-13-000-002 | 2 | METER | METER, FLOW, QA 0, ROTAMETER, 0-2.5 GPM, 5, HASTALLOY C, METER, FLOW RATE IND,FLT TY; (ROTOMETER), FLOAT 3/4-GS4-0, HASTELLOY | 0 | P | 6695D SE
AFY577K | AL | L-A-09-000-002 | 3 | METER | METER, TYPICAL, QA 0, METER, ; MICRO, 0-20 UA DC, SCALE 0-100 PPB, FOR DISSOLVED OXYGEN | 0 | P | 6630D SE
ALV076H | AL | L-A-09-000-002 | 1 | METER | METER, FLOW, QA 0, ELEMENT, RATE OF FLOW; ANNUBAR, 3 IN (2.9 IN), SCH80, DIETERICH | 0 | P | 6695D SE
AQT553Y | AL | L-A-01-000-002 | 1 | METER | METER, FLOW, QA 0, GAS VOLUME, 1 IN, 1.5 PSIG WORKING PRESSURE, THREADED, METER, FLOW RATE IND,FLT TY; GAS VOLUME, 1.5 PSIG WORKING PRESSURE | 0 | P | 6695D SE
ARA306X | AL | M-A-16-000-002 | 1 | METER | METER, ELECTRICAL, QA 2, FREQUENCY METER, ; 55 TO 65 HZ, 120 VOLTS AC, 4.5 IN SCALE, VERTICAL | 2 | P | 6625D SE
ARJ929E | AL | M-A-09-000-002 | 2 | METER | METER, ELECTRICAL, QA 3, METER, TIME TOTALIZING; HOUR, NON-RESET, CAT NO GH352,W/MOTOR, 1RPM | 3 | P | 6645E SE
ATA565X | AL | M-A-07-000-002 | 4 | METER | METER, ELECTRICAL, QA 0, AMP, 50 MV, 0-300, 4-1/2 IN SQ, AMMETER, ; MODEL 647, 50 MVFS, 0-300 AMP,4.500 IN SQUARE *** | 0 | P | 6625D SE
ATG072D | AL | P-A-LL-ET0-063 | 5 | METER | METER, ELECTRICAL, QA 0, AMP/INDICATING, 4-20 MA, PANEL, AMMETER, ; INDICATING, PANEL MOUNTED, 4-20 MA. INPUT, 92-98 SCALE, FOR | 0 | C | 6625D SE
ATV027R | AL | M-A-11-000-002 | 1 | METER | METER, ELECTRICAL, QA 1, VOLTAGE, 0-600/25-75 HZ, VOLTMETER, ; INDICATING, 0-600 RANGE, 25-75 HZ, TYPE KA-241, FOR | 1 | P | 6625D SE
AVD820X | AL | M-A-09-000-002 | 1 | METER | METER, ELECTRICAL, QA 1, VOLTMETER, VDC; INDICATING, 150 VDC SCALE, 100 OHMS/VOLTS, 3.5 IN | 1 | B | 6625D SE
AVF956E | AL | M-A-03-000-002 | 3 | METER | METER, FLOW, QA 0, INDICATING, 0-3 GPM, 1/4 IN, 316 STAINLESS STEEL, THREADED, METER, FLUID FLOW IND,DIGIT; EAGLE EYE, 0 TO 4 GPM, 0.25 IN M | 0 | P | 6695D SE
AVX295Q | AL | P-A-LL-ET0-063 | 4 | METER | METER, ELECTRICAL, QA 0, AMP/INDICATING, 0-100 LB, 50 MADC, AMMETER, ELECTRICAL; RELAY INDICATOR/SETPOINT, FULLSCALE CURRENT, 50 | 0 | B | 6625D SE
AWM268Y | AL | P-A-LL-ET0-063 | 2 | METER | METER, TYPICAL, QA 0, METER, SPECIAL SCALE; MODEL DB40,DUAL SCALE, RANGE 0 TO 40, 0 TO 125 | 0 | C | 6630D SE
AWM512E | AL | M-A-06-000-002 | 2 | METER | METER, ELECTRICAL, QA 3, VOLTMETER, VAC; 0 TO 150 VOLTS, PANEL MOUNTING *** | 3 | B | 6625D SE
AWV016J | AL | M-A-06-000-002 | 1 | METER | METER, ELECTRICAL, QA 3, AMMETER, ; SCALE 0 TO 300 AMPERES DC *** | 3 | B | 6625D SE
AXP433R | AL | L-A-09-000-002 | 4 | METER | METER, ELECTRICAL, QA 0, AMP, 1-10000000 MR/HR, PANEL, AMMETER, ; PANEL, RANGE 1-TO-10000000. MR/HR, FOR RADIATION DETECTION | 0 | P | 6625D SE
AYG546A | AL | L-A-09-000-002 | 2 | METER | METER, ELECTRICAL, QA 0, AMMETER, ; SCALE 10-0-10 AMPS, FOR RECORDERS, TYPE 520, 521, 530 AND | 0 | P | 6625D SE
BAM633A | AL | L-A-09-000-002 | 1 | METER | METER, ELECTRICAL, QA 0, VOLTAGE, VERTICAL, PLASTIC, VOLTMETER, ELECTRONIC; 40-0-40 MV INPUT,800-0-800 MVARS SCALE | 0 | P | 6625D SE
BAY723T | AL | M-A-03-000-002 | 1 | METER | METER, ELECTRICAL, QA 3, VOLTMETER, ELECTRONIC; 0 TO 7.5 VDC, FOR EMERGENCY LIGHTING SYSTEM 227 | 3 | P | 6625D SE
BAY723T | AL | M-A-01-000-002 | 13 | METER | METER, ELECTRICAL, QA 3, VOLTMETER, ELECTRONIC; 0 TO 7.5 VDC, FOR EMERGENCY LIGHTING SYSTEM 227 | 3 | P | 6625D SE
BBH606W | AL | P-A-LL-ET0-063 | 70 | METER | METER, FLOW, QA 0, 10-100 LPM AIR, 1/8 IN, 100 PSIG/130 DEG F MAX, THREADED, 2 IN, METER, FLOW RATE IND,FLT TY; RATE-MASTER, SERIES RM, SCAL | 0 | B | 6695D SE
BCY452K | AL | M-A-10-000-002 | 2 | METER | METER, ELECTRICAL, QA 2, METER, SPECIAL SCALE; 0 TO 10 MICROMHOS/CM, TO MEASURE SPECIFIC | 2 | P | 6625D SE
BEK667A | AL | L-A-03-000-002 | 5 | METER | METER, ELECTRICAL, QA 1, AMMETER, ; INDICATING, RANGE 0 TO 100 MADC, PANEL MOUNT, VERTICAL TYPE | 1 | P | 6625D SE
BEK667A | AL | P-A-LL-ET0-042 | 10 | METER | METER, ELECTRICAL, QA 1, AMMETER, ; INDICATING, RANGE 0 TO 100 MADC, PANEL MOUNT, VERTICAL TYPE | 1 | P | 6625D SE
BEN144V | AL | T-A-12-000-002 | 2 | METER | METER, ELECTRICAL, QA 3, AMP/INDICATING, AMMETER, ; INDICATING, DC, CENTER ZERO FULL SCALE DEFLECTION PLUS OR | 3 | B | 6625D SE
BFA222R | AL | L-A-02-000-002 | 1 | METER | METER, FLOW, QA 0, 0.6-4 GPM/RLOA 0.5-101, 1/2 IN, 316 STAINLESS STEEL, 115 VDC, THREADED, METER, FLOW RATE IND,FLT TY; 0.6 TO 4 GPM, RLOA 0 | 0 | C | 6695D SE
BFT968H | AL | T-A-05-000-002 | 2 | METER | METER, FLOW, QA 1, ELEMENT, RATE OF FLOW; SENSOR, FOR MONITOR, RATE OF FLOW, MODEL | 1 | P | 6695D SE
BGV596H | AL | L-A-02-000-002 | 1 | METER | METER, FLOW, QA 0, RATE INDICATOR, SS, 70DP AT 70DEG F/SPGR 1.5, METAL TUBE, SIZE 3, 1 IN PIPE | 0 | P | 6695D SE
BHE210B | AL | M-A-06-000-002 | 2 | METER | METER, ELECTRICAL, QA 1, METER, SPECIAL SCALE; INDICATING, 0 TO 200 MICRO-AMPDC. *** | 1 | P | 6625D SE
BHQ347G | AL | M-A-16-000-002 | 1 | METER | METER, ELECTRICAL, QA 1, METER, SPECIAL SCALE; INDICATING,PANEL MOUNT,INPUT 0 TO 10 VDC,DUAL | 1 | P | 6625D SE
BJB597M | AL | M-A-02-000-002 | 4 | METER | METER, FLOW, QA 0, ROTAMETER, 0.1-1 GPM, 1/2 IN, SS, THREADED, 10 IN, METER, FLOW RATE IND,FLT TY; ROTAMETER, INLET AND OUTLET HORIZONTAL | 0 | P | 6695D SE
BJM754C | AL | M-A-10-000-002 | 2 | METER | METER, ELECTRICAL, QA 1, AMMETER, ; INDICATING, VERTICAL, PANEL MOUNT, INPUT -1 TO 0 TO +1 | 1 | P | 6625D SE
BJT549K | AL | M-A-01-000-002 | 1 | METER | METER, ELECTRICAL, QA 3, VOLTMETER, ; INDICATING,SELF-CONTAINED, MODEL KX-241,100-150 VDC,E,S 1 | 3 | P | 6625D SE
BKG876H | AL | L-A-09-000-002 | 2 | METER | METER, ELECTRICAL, QA 3, METER, SPECIAL SCALE; 10 TO 50 MADC INPUT, SCALE LEGEND: PSI RANGE 0 | 3 | P | 6625D SE
BLE617E | AL | M-A-12-000-002 | 1 | METER | METER, ELECTRICAL, QA 3, VOLTMETER, VAC; INDICATING, 55 TO 65 HZ, 120 VOLTS AC, 4.5" | 3 | B | 6625D SE
BLL373H | AL | M-A-06-000-002 | 1 | METER | METER, ELECTRICAL, QA 3, AMMETER, ; METER, 4-20 MADC INPUT, 0-100 SCALE, CHASSIS POWER 24V *** | 3 | P | 6625D SE
BLV194D | AL | L-A-09-000-002 | 1 | METER | METER, ELECTRICAL, QA 0, AMMETER, ; 0 TO 500 MADC, WITH RED LINE AT 325 MA *** | 0 | P | 6625D SE
BLW570H | AL | T-A-06-000-002 | 2 | METER | METER, FLOW, QA 3, MONITOR, ; VALVE FLOW MODULE, STEAM FLOW, FOR MAIN STEAM RELIEF VALVE | 3 | P | 6695D SE
BNP520E | AL | M-A-06-000-002 | 2 | METER | METER, ELECTRICAL, QA 0, AMMETER, ; 0 TO 100 MICRO AMP MOVEMENT, SCALE PAINTED 0 TO 5 MICROMHOS | 0 | P | 6625D SE
BNQ618C | AL | M-A-09-000-002 | 1 | METER | METER, FLOW, QA 1, ANNUBAR, LIQUID FLOW; 1 IN NOM PIPE SIZE, SCHEDULE 40, WITHOUT VALVES | 1 | P | 6695D SE
BPK139C | AL | L-A-09-000-002 | 1 | METER | METER, ELECTRICAL, QA 3, METER, SPECIAL SCALE; RANGE 30 TO 200 DEGREE F, RESCALE ABOVE METER | 3 | B | 6625D SE
BPV836C | AL | L-A-02-000-002 | 2 | METER | METER, FLOW, QA 1, FAST RESPONSE, 0.025-0.5 FT/SEC, SS, 1 IN MNPT, HORIZONTAL, COMPLETE WITH 5181 CIRCUIT BOARD, LEFT TO RIGHT FLOW, WITH PE | 1 | B | 6695D SE
BPX235W | AL | L-A-09-000-002 | 2 | METER | METER, FLOW, QA 3, ASSEMBLY, 0-0.64 GPM, #2, METER, FLOW RATE IND,FLT TY; SWITCH, ROTAMETER, SIZE #2, 1 IN MODEL, | 3 | B | 6695D SE
BRQ812X | AL | M-A-04-000-002 | 4 | METER | METER, ELECTRICAL, QA 3, METER, RELAY; RELAY, INPUT 70-0-70 VDC, SCALE 150-0-150 VDC, DSP | 3 | C | 6630D SE
BTQ835B | AL | L-A-13-000-002 | 9 | METER | METER, ELECTRICAL, QA 3, VOLTMETER, ; VOLTMETER 0-50 VDC RANGE FOR MODEL MA-2400 FIRE ALARM | 3 | B | 6695D SE
BWR893B | AL | L-A-05-000-002 | 1 | METER | METER, ELECTRICAL, QA 3, AMMETER, AC; INDICATING, TYPE AB-40, CT RATIO 300:1, 5 AMP FULL SCALE | 3 | B | 6625D SE
BWX452M | AL | M-A-06-000-002 | 1 | METER | METER, ELECTRICAL, QA 0, METER, ELECTRICAL FREQUENCY; PANEL, HORIZON LINE, SIZE 3-1/2", 0-50 | 0 | B | 6625D SE
BXG625D | AL | M-A-12-000-002 | 2 | METER | METER, ELECTRICAL, QA 0, INDICATING, -33.3-0-100 MVDC, VERTICAL, AMMETER, INDICATING; INDICATING, VERTICAL MOUNT, INPUT -33.3 TO 0 TO | 0 | B | 6625D SE
BXL256X | AL | L-A-13-000-002 | 3 | METER | METER, ELECTRICAL, QA 0, AMMETER, RECORDING; SCALE OFF TO 20, 4 TO 20 MA, SCALE MULTIPLICATION | 0 | C | 6625D SE
BXM976M | AL | M-A-01-000-002 | 2 | METER | METER, TYPICAL, QA 3, METER, SPECIAL SCALE; 0-10 MICROMHOS/CM, FOR LEEDS & NORTHRUP MODEL | 3 | B | 6625D SE
BXV911K | AL | M-A-01-000-002 | 1 | METER | METER, ELECTRICAL, QA 3, AMMETER, ELECTRICAL; INDICATING, TYPE KA-241, TBS, CT EQUALS 400/1 | 3 | B | 6625D SE
BXW660Q | AL | M-A-15-000-002 | 2 | METER | METER, ELECTRICAL, QA 3, METER, SPECIAL SCALE; INDICATING,RANGE 100 MA DC, 10-(1-7) CPM, FOR | 3 | B | 6625D SE
BYC080E | AL | L-A-09-000-002 | 1 | METER | METER, ELECTRICAL, QA 3, AMMETER, ELECTRICAL; VERTICAL EDGEWISE PANEL METER, INPUT 0 TO 3 MADC | 3 | B | 6625D SE
BYG117T | AL | M-A-01-000-002 | 2 | METER | METER, FLOW, QA 0, INDICATING, 1-9 GPH, 1/4 IN, 316 STAINLESS STEEL, MNPT, METER, FLOW RATE IND,FLT TY; 316SS,200 PSIG,200 DEG F,SIZE 55-65C | 0 | B | 6695D SE
CAY985L | AL | L-A-09-000-002 | 12 | METER | METER, ELECTRICAL, QA 3, AMMETER, INDICATING; 0-100%, FOR GEMAC RECORDERS, TYPE 520, 521, 530 | 3 | C | 6625D SE
CBB191N | AL | M-A-04-000-002 | 1 | METER | METER, FLOW, QA 3, 115 AC, , RATE IND,FLT TY; MASS, MODEL 500-I-C-5SS-RAD, 0-5VDC OUTPUT, 0-5SLPM | 3 | B | 6695D SE
CDF919W | AC | - - - - | 1 | METER | METER, FLOW, QA 0, METER, FLOW RATE IND,FLT TY; 1" BRASS FEMALE INLET,1" BRASS FEMALE | 0 | C | 6695D SE
CDP043J | AL | L-A-03-000-002 | 1 | METER | METER, ELECTRICAL, QA 1, METER, INDICATOR; INDICATING METER, 0-10VDC INPUT, SCALE 0-100% *** | 1 | B | 6625D SE
CDX494T | AL | L-A-01-000-002 | 2 | METER | METER, ELECTRICAL, QA 2, VARMETER, METER; TYPE AB-40, CYCLE 50/60 HZ, CODE EJ, AMPS 5, VOLTS | 2 | B | 6625D SE
CEF534B | AC | - - - - | 2 | METER | METER, FLOW, QA 1, CLASS 3, ANNUBAR, *** LIQUID FLOW; NIPPLE SECTION - 10 ANNUBAR FLOW ELEMENT, 1.5" | 1 | B | 6695D SE
CEV683V | AL | L-A-09-000-002 | 1 | METER | METER, ELECTRICAL, QA 3, CURRENT/DC, 0-15 A | 3 | B | 6625D SE
CEW217L | AL | L-A-09-000-002 | 2 | METER | METER, TYPICAL, QA 3, INDICATING, DIGITAL, ** PRECISION DIGITAL CORPORATION METER WITH THE FOLLOWING FEATURES: | 3 | B | 6625D SE
CFC267H | AL | L-A-09-000-002 | 1 | METER | METER, ELECTRICAL, QA 3, METER, ELECTRICAL; TYPE: DIGITAL; AMPS: 4-20 MA; DISPLAY: DIGITAL *** | 3 | B | 6625D SE
BXA075C | AL | M-A-06-000-002 | 1 | MICROPROCESSOR | MICROPROCESSOR, TYPICAL, QA 0, MICROPROCESSOR, INVERTER; EXPANSION UNIT, SPARE PART FOR PREFERRED | 0 | B | 6130S SE
CGQ148M | AL | P-A-LL-ET0-024 | 1 | MICROPROCESSOR | MICROPROCESSOR, TYPICAL, QA 0, SERVICE AIR COMPRESSOR, FOR G SERVICE AIR COMPRESSOR,MODEL# 1CV14M2 | 0 | B | 6130S SE
BNC332W | AL | A-A-01-000-001 | 2 | MILL | MILL, MACHINING, QA 0, CUTTER, MILLING METAL SPLIT; OUTSIDE DIAMETER: 06.000 IN ( 6), FACE | 0 | C | 6945B SE
AND347H | AL | D-B-17-202-000 | 3 | MIRROR | MIRROR, INSPECTION, QA 0, SAFETY, 18 IN, PLEXIGLASS, CONVEX, MIRROR, ; SAFETY AND SECURITY, SHATTER RESISTANT PLEXIGLASS, CONVEX | 0 |  | 5680B SE
BJN400P | AL | D-A-08-402-000 | 8 | MIRROR | MIRROR, INSPECTION, QA 0, MIRROR, GLASS; PLASTIC, 26 IN DIA, INDUSTRIALQUALITY, ROUND *** | 0 |  | 5680B SE
BLH313K | AL | T-A-02-000-002 | 2 | MIXER | MIXER, AGITATOR, QA 0, QUILL, ; MIXER, SS, FOR POLYELECTROLYTEMIXER, MODEL DS-13, S/N | 0 | P | 3895E SE
BHJ418J | AL | A-A-01-000-001 | 2 | MODEM | MODEM, COMMUNICATION, QA 0, MODEM, TELEPHONE; 115 VOLT, .25 AMP,1 PHASE WITH SYNCHRONOUS | 0 | P | 5805M SE
BFG729P | AL | M-A-10-000-002 | 1 | MODEM | MODEM, COMMUNICATION, QA 0, MODEM, TELEPHONE; RACK MOUNT SYNCHRONOUS SHORT HAUL, S/N 1671,FOR | 0 | P | 5805M SE
BFQ895W | AL | M-A-03-000-002 | 4 | MODEM | MODEM, COMMUNICATION, QA 0, MODEM, TELEPHONE; MULIPLEX,SUPERMUX 38018, WITH INDIVIDUAL | 0 | P | 5805M SE
ARW333W | AL | D-B-16-000-001 | 3 | MODULATOR | MODULATOR, ELECTRONIC, QA 0, MODULATOR, ; PHOTOCONDUCTIVE, RED, WHITE AND BLACK LEADS, FOR SODIUM | 0 | P | 6630D SE
BBA539L | AL | T-A-12-000-002 | 4 | MODULATOR | MODULATOR, ELECTRONIC, QA 0, MODULATOR, ; PHOTOCONDUCTIVE, FOR SODIUM ANALYZER, MODEL 2000B *** | 0 | P | 6630D SE
ABY082Y | AL | D-A-32-104-001 | 1 | MODULE | MODULE, ELECTRONIC, QA 3, MODULE, ; OSCILLATOR, FOR SOURCE RANGE-TEST CALIBRATE MODULE, W | 3 | P | 5963B SE
AMD149V | AL | D-A-14-000-001 | 1 | MODULE | MODULE, ELECTRONIC, QA 0, MODULE, ; BATTERY CHARGER ASSY, FOR 30-191040-001 HALON 1301 FIRE | 0 | P | 4210N SE
APF987V | AL | D-A-03-201-001 | 1 | MODULE | MODULE, ELECTRONIC, QA 0, PROGRAMMER, PRECIPITATOR; FOR PRECIPITATOR *** | 0 | P | 6625D SE
ARV369C | AL | D-B-04-000-001 | 2 | MODULE | MODULE, ELECTRONIC, QA 3, MODULE, CONTROLLER; FOR COMPUTER STATION, MODEL 66-0, INPUT/OUTPUT 10 | 3 | B | 6695D SE
AVW808V | AL | A-A-01-000-001 | 1 | MODULE | MODULE, ELECTRONIC, QA 0, PROGRAMMER, ; SAMPLE, 115.000 VOLTS AC, TYPE TVA 1-S1AN-14-173, FOR | 0 | P | 6630D SE
AXN930V | AC | - - - - | 1 | MODULE | MODULE, ELECTRONIC, QA 3, FIRE PROTECTION SYSTEM, , INPUT DUAL, ION ZONE, MODEL ZU-35, CLASS A PYR-A-ALARM, WITH WIRING | 3 | P | 5963B SE
BAM435E | AC | - - - - | 2 | MODULE | MODULE, ELECTRONIC, QA 0, ANALOG NEST, CONTROLLER; METAL, FOR SINGLE POWER SUPPLYON CONTROL SPEC | 0 |  | 6695D SE
BCA625M | AL | D-A-07-012-001 | 1 | MODULE | MODULE, ELECTRONIC, QA 3, MODULE, SERVO ASSY; REMOTE, GOVERNOR, 40 FT-LB, FOR TURBINE SPEED | 3 | P | 5963B SE
BGF422H | AL | D-A-14-000-001 | 1 | MODULE | MODULE, ELECTRONIC, QA 3, MODULE, RESISTOR; 12 VDC, RESISTOR, NEGATIVE GROUND *** | 3 | P | 5963B SE
BGG852J | AL | D-A-14-000-001 | 1 | MODULE | MODULE, ELECTRONIC, QA 3, MODULE, DIODE; DIODE, NEGATIVE GROUND, FOR LOW LEVEL RAD WASTE DIESEL | 3 | P | 5963B SE
BHQ770G | AL | A-A-01-000-001 | 1 | MODULE | MODULE, ELECTRONIC, QA 3, MODULE ASSY, ; MANUAL CALIBRATION AND DISPLAY, FOR EXPLOSIVE DETECTOR | 3 | C | 5963B SE
BJD763L | AL | A-A-01-000-001 | 1 | MODULE | MODULE, ELECTRONIC, QA 3, MODULE ASSY, ; MANUAL, CALIBRATION, FOR EXPLOSIVE DETECTOR, MODEL MARK | 3 | C | 5963B SE
BLB195X | AL | D-A-04-201-002 | 2 | MODULE | MODULE, ELECTRONIC, QA 0, MODULE, PROBE; MEMBRANE/ELECTROLYTE, REPLACEMENT, FOR ORION PROBE | 0 | P | 5963B SE
BLV787H | AL | D-A-16-000-001 | 2 | MODULE | MODULE, ELECTRONIC, QA 3, MODULE, ; CPU, FOR ANNUNCIATOR. *** | 3 | P | 5963B SE
BLV788F | AL | D-B-16-000-001 | 2 | MODULE | MODULE, ELECTRONIC, QA 3, MODULE, ; RAM, PROGRAM STORAGE, FOR ANNUNCIATOR. *** | 3 | P | 5963B SE
BLV789D | AL | D-B-16-000-001 | 2 | MODULE | MODULE, ELECTRONIC, QA 3, MODULE, ; INTERRUPT, FOR ANNUNCIATOR. *** | 3 | P | 5963B SE
BLV791T | AL | D-B-16-000-001 | 2 | MODULE | MODULE, ELECTRONIC, QA 3, MODULE, ; CLOCK, FOR ANNUNCIATOR. *** | 3 | P | 5963B SE
BLV792Q | AL | D-B-16-000-001 | 2 | MODULE | MODULE, ELECTRONIC, QA 3, MODULE, ; PERIPHERAL 1/O FOR ANNUNCIATOR *** | 3 | P | 5963B SE
BLV793N | AL | D-B-16-000-001 | 2 | MODULE | MODULE, ELECTRONIC, QA 3, MODULE, ; MULTIPLEXER, I/O, FOR ANNUNCIATOR. *** | 3 | P | 5963B SE
BLV795J | AL | F-A-07-201-000 | 3 | MODULE | MODULE, ELECTRONIC, QA 3, MODULE, ; FOR ANNUNCIATOR SYSTEM PANELS *** | 3 | P | 5963B SE
BMB392M | AL | A-A-01-000-001 | 2 | MODULE | MODULE, ELECTRONIC, QA 3, MODULE, ; AUXILIARY, FOR ANNUNCIATOR. *** | 3 | P | 5963B SE
BMW108N | AL | F-A-12-201-006 | 4 | MODULE | MODULE, ELECTRONIC, QA 0, DUAL MODEM | 0 | B | 5963B SE
BNC248H | AL | D-A-32-104-001 | 1 | MODULE | MODULE, ELECTRONIC, QA 0, MODULE, ; CMA-CHA PANEL PLAS LAM GRAY, FOR DIONEX ADVANCED | 0 | P | 5963B SE
BNE924Q | AL | Z-Z-ZZ-ZZZ-ZZZ | 6 | MODULE | MODULE, ELECTRONIC, QA 0, MODULE, ; SWITCH, WAT-395, WAT-ASELBM, TAG HS-70-1A, HS-70-40A | 0 | P | 5963B SE
BPQ080V | AL | D-A-04-201-002 | 1 | MODULE | MODULE, ELECTRONIC, QA 0, MODULE, OUTPUT; SIGNAL OUTPUT, FOR ANALYZER, SODIUM, TYPE 1811LL *** | 0 | A | 6630D SE
BTP196Q | AC | - - - - | 44 | MODULE | MODULE, ELECTRONIC, QA 3, MODULE, FIRE PROTECTION; CONTROL CLASS B, ANALOG ADDRESSABLE DEVICE, | 3 | B | 5963B SE
BVH537H | AC | - - - - | 1 | MODULE | MODULE, ELECTRONIC, QA 1, MODULE ASSY, SWITCH; WESTINGHOUSE TYPE OT-2, COMPLETE WITH OPERATOR | 1 | B | 59300 SE
BVH539D | AL | A-A-01-000-001 | 1 | MODULE | MODULE, ELECTRONIC, QA 1, MODULE ASSY, SWITCH; WESTINGHOUSE TYPE W2, COMPLETE WITH HANDLE, MWO | 1 | B | 59300 SE
BVL647T | AL | D-B-16-000-001 | 1 | MODULE | MODULE, ELECTRONIC, QA 3, MODULE, ANNUNCIATOR; ETHERNET *** | 3 | B | 5963B SE
BXN156P | AL | F-A-15-301-001 | 1 | MODULE | MODULE, ELECTRONIC, QA 3, MODULE, AMPLIFIER; SIGNAL DIFFERENCE AMPLIFIER,FOR NUCLEAR | 3 | B | 5963B SE
CAE972G | AL | A-A-01-000-001 | 2 | MODULE | MODULE, ELECTRONIC, QA 3, MODULE, ELECTRONIC; DC IN\TRANSISTOR OUT *** | 3 | B | 5963B SE
CAE975A | AL | A-A-01-000-001 | 2 | MODULE | MODULE, ELECTRONIC, QA 3, MODULE, ELECTRONIC; AC IN\RELAY OUT *** | 3 | B | 5963B SE
CBV470B | AL | F-A-12-202-003 | 19 | MODULE | MODULE, ELECTRONIC, QA 0, CHANNEL BANK, 4 WIRE XMIT ONLY (4W TO) | 0 | B | 5805M SE
CEH135F | AL | D-A-34-101-002 | 1 | MODULE | MODULE, ELECTRONIC, QA 0, MODULE, DISPLAY; FOR FOSSIL AND HYDRO CONTROL ROOM CONSOLIDATION *** | 0 | B | 5963B SE
CEH142J | AL | D-A-34-101-002 | 2 | MODULE | MODULE, ELECTRONIC, QA 0, MODULE, INPUT/OUTPUT; I/O MODULE, YOKOGAWA K9296BA. FOR CONTROL ROOM | 0 | B | 5963B SE
CEW830F | AL | D-A-34-101-002 | 1 | MODULE | MODULE, ELECTRONIC, QA 0, DISPLAY, ** FOR Z8A OXYGEN MONITORING SYSTEM,UNITS 1-4.AV8C-B. | 0 | C | 6695D SE
CFE233Q | AL | D-A-04-101-000 | 1 | MODULE | MODULE, ELECTRONIC, QA 3, MODULE, ELECTRONIC *** ULTRASONIC TRANSDUCER | 3 | B | 5999D SE
CFF484R | AL | F-A-12-201-008 | 3 | MODULE | MODULE, ELECTRONIC, QA 0, FEATURE PACKAGE FOR TITAN 530-1 | 0 | C | 5805M SE
CGE559K | AL | F-A-12-201-009 | 7 | MODULE | MODULE, ELECTRONIC, QA 0, INTEGRATED ACCESS, 4 T1 OR PRI NETWORK INTERFACES | 0 | B | 6695D SE
CKD369B | AL | F-A-12-202-003 | 1 | MODULE | MODULE, ELECTRONIC, QA 0, HIGH SPEED INTERFACE (HIF), TYPE SC CONNNECTORS, HIF B02 - HIGH SPEED OC3 OPTICAL INTERFACE FOR ALCATEL 1603 SMX | 0 | B | 5840M SE
CKD369B | AL | F-A-12-201-007 | 3 | MODULE | MODULE, ELECTRONIC, QA 0, HIGH SPEED INTERFACE (HIF), TYPE SC CONNNECTORS, HIF B02 - HIGH SPEED OC3 OPTICAL INTERFACE FOR ALCATEL 1603 SMX | 0 | B | 5840M SE
CKT515P | AL | D-A-04-402-000 | 48 | MODULE | MODULE, ELECTRONIC, QA 0, FIBER WAVELENGTH REGENERATOR, FOR NETSTENDER 2060, 2.5 G, WITH 4 PORTS FOR SFP CONNECTORS (TO BE PURCHASED SEPERAT | 0 | B | 5840M SE
CKY032E | AL | D-A-02-401-000 | 6 | MODULE | MODULE, ELECTRONIC, QA 0, DWDM, 8 CHANNEL, FOR NETSTENDER 2060, MODULE 3 (CHANNELS 17-24), DOUBLE WIDTH, DWDM MUX/DMUX MODULE 3 | 0 | C | 5840M SE
CKY034A | AL | D-A-02-401-000 | 8 | MODULE | MODULE, ELECTRONIC, QA 0, DWDM, 8 CHANNEL, FOR NETSTENDER 2060, MODULE 4 (CHANNELS 25-32), DOUBLE WIDTH, DWDM MUX/DMUX MODULE 4 | 0 | C | 5840M SE
CLF674M | AL | D-A-04-402-000 | 5 | MODULE | MODULE, ELECTRONIC, QA 0, DS3 INTERFACE, 3 PORT, FOR FLASHWAVE 4100 | 0 | C | 5840M SE
ADL824W | AL | P-A-LL-ET0-042 | 2 | MODULE | MODULE, ELECTRONIC, QA 0, MODULE, ; VIDEO AMPLIFIER *** | 0 | B | 6750J SE
ANF398M | AL | L-A-01-000-002 | 3 | MODULE | MODULE, ELECTRONIC, QA 3, MODULE, ; BRIDGE DRIVE MAIN SPEED CONTROL, GP-100 SERIES, FOR REFUEL | 3 | C | 5963B SE
ARD279M | AL | M-A-06-000-002 | 2 | MODULE | MODULE, ELECTRONIC, QA 3, ALARM, 118, 50/60, , SINGLE HI ALARM UNIT, 113 VA, 1A FUSE, ID F-001, CONN CODE AL88-K45, | 3 | P | 5963B SE
ARK994X | AL | M-A-09-000-002 | 1 | MODULE | MODULE, ELECTRONIC, QA 2, MODULE, ; R/I MODIFIER,100.000 VOLTS, 024.000 VOLTAMPERES,060.000 HZ | 2 | P | 5963B SE
ARV369C | AL | M-A-04-000-002 | 7 | MODULE | MODULE, ELECTRONIC, QA 3, MODULE, CONTROLLER; FOR COMPUTER STATION, MODEL 66-0, INPUT/OUTPUT 10 | 3 | B | 6695D SE
ATD516V | AL | M-A-03-000-002 | 3 | MODULE | MODULE, ELECTRONIC, QA 2, MODULE, ; ALARM, 118VAC, 212VA, SPECIAL DEVIATION DIFFERENCE, MODEL | 2 | P | 5963B SE
ATD516V | AL | M-A-06-000-002 | 6 | MODULE | MODULE, ELECTRONIC, QA 2, MODULE, ; ALARM, 118VAC, 212VA, SPECIAL DEVIATION DIFFERENCE, MODEL | 2 | P | 5963B SE
ATD517R | AL | M-A-03-000-002 | 2 | MODULE | MODULE, ELECTRONIC, QA 2, MODULE, ; ALARM, 118VAC, 212VA, DEVIATION DIFFERENCE, MODEL | 2 | P | 5963B SE
ATQ301R | AL | P-A-LL-ET0-063 | 2 | MODULE | MODULE, ELECTRONIC, QA 0, MODULE, ; SENSE,MODEL ASM-6,FOR "E FIELD" INTRUSION DETECTION SYSTEM | 0 | B | 5963B SE
AWF530N | AL | L-A-02-000-002 | 1 | MODULE | MODULE, ELECTRONIC, QA 0, MODULE, ; PEN MOTOR, FOR WIND SPEED AND DIRECTION METER, MODEL | 0 | P | 5963B SE
AWQ516N | AL | L-A-02-000-002 | 1 | MODULE | MODULE, ELECTRONIC, QA 0, MODULE, ; SERVO, B404, FOR WIND SPEED AND DIRECTION RECORDER, MODELS | 0 | P | 6695D SE
AXP026X | AC | - - - - | 2 | MODULE | MODULE, ELECTRONIC, QA 0, MODULE, SENSOR; 0 TO 125/750 IN WATER, 316 STAINLESS STEEL, SILICONE | 0 | B | 5963B SE
AXV555N | AL | I-A-17-000-002 | 1 | MODULE | MODULE, ELECTRONIC, QA 0, MODULE, INTERFACE; LOGIC INTERFACE, INPUT, FOR PROGRAMMABLE CONTROL | 0 | C | 5963B SE
AXV556L | AL | I-A-17-000-002 | 2 | MODULE | MODULE, ELECTRONIC, QA 0, MODULE, INTERFACE; LOGIC INTERFACE, OUTPUT, FOR PROGRAMMABLE CONTROL | 0 | P | 5963B SE
AXV557J | AL | I-A-17-000-002 | 4 | MODULE | MODULE, ELECTRONIC, QA 0, MODULE, INTERFACE; LOGIC INTERFACE, INPUT/OUTPUT,FOR PROGRAMMABLE | 0 | P | 5963B SE
AXV559E | AL | I-A-17-000-002 | 2 | MODULE | MODULE, ELECTRONIC, QA 0, MODULE, OUTPUT; OUTPUT, FOR PROGRAMMABLE CONTROL SYSTEM, MODEL IPC-90 | 0 | P | 5999D SE
AXY784P | AL | M-A-01-000-002 | 1 | MODULE | MODULE, ELECTRONIC, QA 2, MODULE, ; LIMITER, MINIMUM-MAXIMUM EXCITATION *** | 2 | P | 5963B SE
BBQ458C | AL | T-A-05-000-002 | 3 | MODULE | MODULE, ELECTRONIC, QA 1, MODULE, SENSOR; 0 TO 125/750 IN WATER, 316 STAINLESS STEEL, WITH 2 | 1 | P | 5963B SE
BDN039M | AL | M-A-09-000-002 | 4 | MODULE | MODULE, ELECTRONIC, QA 2, MODULE, ; TIME DELAY, FOR FIRE PROTECTION *** | 2 | P | 5963B SE
BHX660X | AL | V-A-14-000-002 | 16 | MODULE | MODULE, ELECTRONIC, QA 0, MODULE, ; BRANCH JUNCTION, W/SOLA CONSTANT VOLTAGE TRANSFORMER | 0 | P | 5963B SE
BLV795J | AL | M-A-03-000-002 | 1 | MODULE | MODULE, ELECTRONIC, QA 3, MODULE, ; FOR ANNUNCIATOR SYSTEM PANELS *** | 3 | P | 5963B SE
BMD903D | AL | M-A-13-000-002 | 4 | MODULE | MODULE, ELECTRONIC, QA 0, MODULE, ; BANDPASS FILTER, 48 MHZ, S/N 19613-50 AND 18593-70 *** | 0 | P | 5963B SE
BND008Q | AL | M-A-03-000-002 | 1 | MODULE | MODULE, ELECTRONIC, QA 0, MODULE, ; SWITCH, WBT-395, WBT-ASELBM *** | 0 | P | 5963B SE
BNR064F | AL | M-A-04-000-002 | 10 | MODULE | MODULE, ELECTRONIC, QA 1, MODULE, ALARM; ALARM DUAL, 117 VAC, 10 TO 50 MA INPUTS. P/N | 1 | P | 5963B SE
BPV085N | AL | L-A-13-000-002 | 1 | MODULE | MODULE, ELECTRONIC, QA 1, MODULE, TRANSMITTER; SERVO ASSY, REMOTE REFERENCE 41, DRAWING D-6252 | 1 | C | 5963B SE
BQH135Q | AL | M-A-10-000-002 | 1 | MODULE | MODULE, ELECTRONIC, QA 0, MODULE, ALARM; SINGLE DIFFERENCE LO ALARM, STYLE B, 118V,113VA,50/60 | 0 | B | 5963B SE
BQJ820F | AL | M-A-07-000-002 | 1 | MODULE | MODULE, ELECTRONIC, QA 3, DELAY/C/W RELAY, FIRE PROTECTION SYSTEM, CONTROL PANEL BOARDS | 3 | B | 5963B SE
BQL519N | AC | - - - - | 1 | MODULE | MODULE, ELECTRONIC, QA 3, SUPERVISION FOR SPRINKLER SYSTEM GATE VALVE, PYTRONICS | 3 | B | 5963B SE
BRQ243B | AL | M-A-09-000-002 | 1 | MODULE | MODULE, ELECTRONIC, QA 3, MODULE, TRANSMITTER; R/I MODIFIER,100 VOLTS, 24 VOLT-AMP, 60 HZ, 0.375 | 3 | B | 5963B SE
BTB472Q | AL | M-A-06-000-002 | 1 | MODULE | MODULE, ELECTRONIC, QA 0, MODULE, ASSY; ELECTRONIC PROTECTION, FOR ACPK-313-JH/2E, CRD EQUIPMENT | 0 | B | 5963B SE
BTP176Y | AL | P-A-LL-ET0-108 | 15 | MODULE | MODULE, ELECTRONIC, QA 3, MODULE, FIRE PROTECTION; CONTROL CLASS A OR B, ANALOG ADDRESSABLE | 3 | B | 5963B SE
BVN582J | AL | T-A-12-000-002 | 2 | MODULE | MODULE, ELECTRONIC, QA 3, CONTROLLER, 115 AC/75 DC, 7, 50/60, MODULE, CONTROLLER; 115 VAC, 50/60 HZ, 75 VDC ARM, 50 VDC FIELD, 7.0 | 3 | B | 5963B SE
BWE970P | AL | L-A-09-000-002 | 2 | MODULE | MODULE, ELECTRONIC, QA 0, MODULE, LIGHT; WITH LAMP, RESISTOR, AC OR DC 120PSB LAMP NO, VOLTS | 0 | C | 5963B SE
BWE980L | AL | L-A-09-000-002 | 2 | MODULE | MODULE, ELECTRONIC, QA 0, LIGHT/TRANSFORMER, 6, 50-60, MODULE, LIGHT; WITH LAMP, TRANSFORMER, AC ONLY, 50-60 HZ. 6 VOLTS, #12 | 0 | C | 5963B SE
BXF352V | AL | M-A-01-000-002 | 1 | MODULE | MODULE, ELECTRONIC, QA 3, MODULE, DISPLAY; CHARACTER,W/CABLE *** | 3 | B | 5963B SE
BYM618A | AL | L-A-13-000-002 | 2 | MODULE | MODULE, ELECTRONIC, QA 0, INPUT, 120, 50/60, MODULE, INPUT; HIGH-DENSITY AC, SIXTEEN 120 VOLT, 50/60 HZ INPUTS. | 0 | C | 5963B SE
CBJ284B | AC | - - - - | 2 | MODULE | MODULE, ELECTRONIC, QA 0, MODULE, ALARM; EXTERNAL ALARM MODULE TEST FIXTURE WITH POWER SUPPLY. | 0 | B | 5963B SE
CDB776D | AL | L-A-13-000-002 | 1 | MODULE | MODULE, ELECTRONIC, QA 0, MODULE, CONTROLLER; TRANSISTOR, FOR SQUARE D SERVICE BULLETIN 8804-4 | 0 | B | 5963B SE
CDT996H | AL | T-A-06-000-002 | 1 | MODULE | MODULE, ELECTRONIC, QA 3, MODULE, ELECTRONIC CONTROL; FOR VIBRATION MONITOR, SERIES 4644, ON | 3 | B | 5963B SE
CDW143X | AL | M-A-01-000-002 | 4 | MODULE | MODULE, ELECTRONIC, QA 1, MODULE, CONVERSION; SQUARE ROOT, INPUT RANGE: 10 TO 50 MADC, OUTPUT | 1 | B | 5963B SE
CJF286B | AL | L-A-14-000-002 | 1 | MODULE | MODULE, ELECTRONIC, QA 3, CONTROL/ANALOG | 3 | B | 5999D SE
ARP264F | AL | D-A-17-301-001 | 15 | MOLDING | MOLDING, TRIM, QA 0, 3-3/16 IN X 0.100 IN, 50 IN, PLASTIC, BEIGE, MOLDING, PLASTIC; MATERIAL: PLASTIC, COLOR: BEIGE, WIDTH: 3.187 IN (3 | 0 |  | 5680B SE
ATY792B | AL | D-A-13-301-003 | 94 | MOLDING | MOLDING, TRIM, QA 0, MOLDING, METAL; TUBE SOCKET, FLOOR SHOE, ADJUSTABLE, CAST IRON, TO | 0 |  | 5670A SE
ARF266L | AL | D-A-34-101-001 | 1 | MONITOR | MONITOR, TYPICAL, QA 0, MONITOR, THRUST POSITION; 0 TO 5 VDC ANALOG SIGNAL, MINUS 60 TO 0 TO | 0 | P | 6695D SE
ARF268G | AL | D-A-34-101-001 | 1 | MONITOR | MONITOR, TYPICAL, QA 0, MONITOR, SHELL EXPANSION; 0 TO 2000 MILS, 0 TO 5 VDC ANALOG SIGNAL | 0 | P | 6695D SE
ARF269E | AL | D-A-34-101-001 | 1 | MONITOR | MONITOR, TYPICAL, QA 0, MONITOR, DIFFERENTIAL EXPANSI; SCALED AT MINUS 200 TO PLUS 100 MILS | 0 | P | 6695D SE
AWC325V | AL | A-A-01-000-001 | 3 | MONITOR | MONITOR, VIDEO, QA 0, MONITOR, TELEVISION; POWER INPUT 120 VAC, 55WATT, FOR TELEVISION | 0 | P | 5840M SE
BXL924E | AL | A-A-01-000-001 | 1 | MONITOR | MONITOR, BATTERY, QA 3, MONITOR, BATTERY PROTECTOR; PRE-ALARM,SHUT-DOWN,FOR BATTERY AND | 3 | B | 6625D SE
CDB736R | AL | A-A-01-000-001 | 1 | MONITOR | MONITOR, COMPUTER, QA 0, MONITOR, COMPUTER; CRT SASSI, MODEL #14 RIT, SERIAL # A60-22401196 FOR | 0 | B | 7021A SE
CDM679P | AL | D-A-35-401-000 | 1 | MONITOR | MONITOR, TYPICAL, QA 0, MASS FLOW, RS-232C, 452-16-MT ELEMENT, (2) 4-20 MA & 0-5 VDC, SP = SPECIAL STEEL 12 X 12 X 6 NEMA 4 ENCLOSURE W/WIND | 0 |  | 7021A SE
ADL124R | AL | L-A-01-000-002 | 1 | MONITOR | MONITOR, VIDEO, QA 0, MONITOR, TELEVISION; SOLID STATE, MONOCHROMIC 9 IN DIAGONALLY MEASURED | 0 | P | 5840M SE
ARA451K | AL | B-B-15-000-002 | 1 | MONITOR | MONITOR, TYPICAL, QA 0, MONITOR, DIFFERENTIAL EXPANSI; EXPANSION, 0 TO 750 MILS, 0 TO 5 VDC | 0 | P | 6695D SE
BLA493T | AL | L-A-01-000-002 | 1 | MONITOR | MONITOR, TYPICAL, QA 0, MONITOR, RADIATION; FOOT, MODEL 120L. *** | 0 | P | 6630D SE
BPH332W | AL | P-A-LL-ET0-108 | 2 | MONITOR | MONITOR, TYPICAL, QA 3, MONITOR, ; OVERSPEED, RANGE 0 TO 5600 HZ, SINGLE SET POINT ADJUSTED TO | 3 | C | 6625D SE
BYD898J | AL | L-A-03-000-002 | 1 | MONITOR | MONITOR, TYPICAL, QA 3, MONITOR, SHAFT POSITION; BENTLY NEVADA SERIES 3300,WITHOUT SERIAL | 3 | B | 6695D SE
CJB818Q | AL | L-A-14-000-002 | 4 | MONITOR | MONITOR, VIDEO, QA 3, LCD, 15 IN, WITH RESISTIVE TOUCH SCREEN, RS-232 TOUCH SCREEN INTERFACE | 3 | B | 6695D SE
CJB928H | AL | L-A-14-000-002 | 2 | MONITOR | MONITOR, VIDEO, QA 3, FLAT PANEL, 17 IN, WITH RESISTIVE TOUCH SCREEN THAT IS SUPPORTED WITH MS-DOS, STANDARD | 3 | B | 6695D SE
AEX077A | AL | 5-A-02-101-000 | 2 | MOP | MOP, FLOOR, QA 0, DUSTING, 53 IN, COTTON | 0 | C | 7920P SE
BHF995T | AL | D-A-29-301-004 | 6 | MOP | MOP, TYPICAL, QA 0, MOP, DUSTING; SIZE: 04.000000 ( 4) *** | 0 |  | 7920P SE
BKN238K | AL | 1-B-08-000-001 | 14 | MOP | MOP, TYPICAL, QA 0, REFILL, RADN PARTICLE MOP; TACKY ROLLS REFILLS, 9 IN LG, 10 TACKY | 0 | P | 4230E SE
BKN597N | AL | 1-A-05-000-001 | 6 | MOP | MOP, TYPICAL, QA 0, RADIOLOGICAL CONTROL, 18 IN, 6 FT (72 IN), TACKY ROLLER, 18 IN WIDTH (PH18), 6FT HANDLE (PH18), EXTPOLE (EP1) | 0 | P | 4230E SE
BCR745X | AL | Z-Z-ZZ-ZZZ-ZZZ | 76 | MORTAR | MORTAR, ADHESIVE, QA 3, CEMENT, INSULATION; THERMAL, ALL PURPOSE, MINERAL FIBER WITH HYDRAULIC | 3 | B | 5640H SE
ABY773C | AL | D-B-07-202-001 | 1 | MOTOR | MOTOR, ELECTRIC, QA 3, MOTOR, ALTERNATING CURRENT; 2.7 WATTS, 115 VAC, TIMING, 10RPM | 3 | C | 6105D SE
ABY773C | AL | D-B-16-000-001 | 6 | MOTOR | MOTOR, ELECTRIC, QA 3, MOTOR, ALTERNATING CURRENT; 2.7 WATTS, 115 VAC, TIMING, 10RPM | 3 | C | 6105D SE
AER973B | AL | 5-B-01-202-000 | 1 | MOTOR | MOTOR, ELECTRIC, QA 0, AC, 1725, 1/3, 56, 115/230, 1, TEFC, 1 PH, 1/3 PH, 115/230 VAC, FRAME 56, TEFC, 1725 | 0 | C | 6105D SE
AGR293M | AL | A-A-01-000-001 | 2 | MOTOR | MOTOR, ELECTRIC, QA 3, MOTOR, CONTROL; 25 VOLTS 50 CYCLES, 120 VAC, BALANCING *** | 3 | P | 6105D SE
AHR498W | AL | F-A-31-202-000 | 1 | MOTOR | MOTOR, ELECTRIC, QA 0, DC, 1900, 14.44, D225N, 250, 51, B, 40 DEG C, MOTOR, DIRECT CURRENT; ELECTRIC, FRAME D225N, 1900 RPM NOMINAL, 200 | 0 | B | 6105D SE
AHR696Q | AL | F-A-29-202-000 | 2 | MOTOR | MOTOR, ELECTRIC, QA 0, AC, 3600, 7.9, 230/460, 21.4/10.7, 60, 3, RH, 1.0, 115 DEG C, MOTOR, ALTERNATING CURRENT; ELEC, 3600 RPM NOMINAL, 60 | 0 | B | 6105D SE
ARC647P | AL | A-A-01-000-001 | 1 | MOTOR | MOTOR, ELECTRIC, QA 0, AC, 3525, 1/2, 143T, 230/460, 1/6/.8, 3, F, 1, 65 DEG C, MOTOR, ALTERNATING CURRENT; 1/2 HP,230/460VAC,3PH MODEL TBEP | 0 | P | 6105D SE
ARC912Y | AL | F-C-07-102-000 | 1 | MOTOR | MOTOR, ELECTRIC, QA 0, AC, 3530, 25, 280 HPH, 230/460, 60/30, 3, B, 1, 40 DEG C, MOTOR, ALTERNATING CURRENT; 3 PH, 25 HP, 230/460 VAC, 60/ 3 | 0 | P | 6105D SE
ATJ538P | AL | A-A-01-000-001 | 3 | MOTOR | MOTOR, ELECTRIC, QA 0, AC, 3, 115, COUNTERCLOCKWISE, MOTOR, ALTERNATING CURRENT; TIMER, TYPE 117, 115 VAC, 2.7 WATT, 3 RPM | 0 | P | 6105D SE
ATL359D | AL | A-A-01-000-001 | 1 | MOTOR | MOTOR, ELECTRIC, QA 0, AC, 1800, 2, B184C, 230/460, 6.2/3.1, ATNF, F, 1.0, 40 DEG C, MOTOR, ALTERNATING CURRENT; ELEC,230/460VAC,6.2/3.1 AMP | 0 | P | 6105D SE
ATL362Q | AL | A-A-01-000-001 | 2 | MOTOR | MOTOR, ELECTRIC, QA 0, AC, 1550/1300, 1/20, 380/460, 0.7, 50/60, A, MOTOR, ALTERNATING CURRENT; ELECTRIC,FAN,CLASS A,0.050 | 0 | P | 6105D SE
AVF992A | AL | A-A-01-000-001 | 1 | MOTOR | MOTOR, ELECTRIC, QA 0, AC, 1/60, 120, COUNTERCLOCKWISE, MOTOR, ALTERNATING CURRENT; 1/60 RPM,120 VAC,ROTATION LEFT,ON D10E02 | 0 | P | 6105D SE
AVL452H | AL | F-A-22-101-000 | 1 | MOTOR | MOTOR, ELECTRIC, QA 1, MOTOR, ALTERNATING CURRENT; 460 VAC, 3 PHASE, SERVICE FACTOR ONE | 1 | P | 6105D SE
AVV659N | AL | A-A-01-000-001 | 4 | MOTOR | MOTOR, ELECTRIC, QA 0, AC, 1550, 230, 0.3, *** 9 WATT | 0 | P | 6105D SE
AVW251J | AL | A-A-01-000-001 | 1 | MOTOR | MOTOR, ELECTRIC, QA 0, AC, 0.04, 115, 1.4, *** MODEL KPT-F26, DWG ITEM 15, FOR HILLS-MCCANNA RAMCO ROTARY | 0 | P | 6105D SE
AWB802R | AL | A-A-01-000-001 | 2 | MOTOR | MOTOR, ELECTRIC, QA 0, AC, 6, 115, 1, AI, 7-1/2, MOTOR, ALTERNATING CURRENT; CONTINUOUS DUTY, TYPE KYC-22T4, INSULATION | 0 | P | 6105D SE
AWC029N | AL | A-A-01-000-001 | 3 | MOTOR | MOTOR, ELECTRIC, QA 0, AC, 115/230, 33, 50/60, *** THERMALLY PROTECTED, TYPE U21, FOR ICE CONDENSER ICE MACHINE | 0 | P | 6105D SE
AWE739M | AL | A-A-01-000-001 | 1 | MOTOR | MOTOR, ELECTRIC, QA 0, AC, 30, 120, 50/60, MOTOR, ALTERNATING CURRENT; SYNCHRONOUS, 120 VAC, 30 RPM, 60/50 HZ,F | 0 | P | 6105D SE
AWJ261W | AL | A-A-01-000-001 | 1 | MOTOR | MOTOR, ELECTRIC, QA 0, MOTOR, ALTERNATING CURRENT; TYPE SERI, GEAR HEAD, CHART CRIVE, 003.000 | 0 | P | 6105D SE
AWL925R | AL | A-A-01-000-001 | 2 | MOTOR | MOTOR, ELECTRIC, QA 0, AC, 117, *** AGITATOR, WITH CABLE ASSY, FOR AMPEROMETRIC TITRATOR, SERIES A-790 | 0 | P | 6105D SE
AWM099J | AL | A-A-01-000-001 | 3 | MOTOR | MOTOR, ELECTRIC, QA 0, AC, 300, 24, 4-20 MA, *** 005.000 WATTS, 001.000 MICROFARADS, FOR TURBIDITY RECORDER, MODEL | 0 | P | 6105D SE
AWM131T | AL | A-A-01-000-001 | 2 | MOTOR | MOTOR, ELECTRIC, QA 0, AC, 220, *** FOR AUTOMATIC PLANCHET CHANGER, MOD SSC-4 | 0 | P | 6105D SE
AXA688T | AL | A-A-01-000-001 | 2 | MOTOR | MOTOR, ELECTRIC, QA 0, DC, 2, 27, MOTOR, DIRECT CURRENT; 27 VDC, 4 WATTS, 0-2 RPM, FOR TEMPERATURE | 0 | P | 6105D SE
AXC283B | AL | F-A-35-201-000 | 1 | MOTOR | MOTOR, ELECTRIC, QA 0, DC, 1900, L00186ARD, 250, 11.1, B, MOTOR, DIRECT CURRENT; 250.000 VDC, 011.100 AMPS, 1900.000 RPM | 0 | B | 6105D SE
AXP791Y | AL | A-A-01-000-001 | 2 | MOTOR | MOTOR, ELECTRIC, QA 0, AC, 60, 110/120, *** 003.000 WATTS | 0 | P | 6105D SE
AXQ342P | AL | A-A-01-000-001 | 1 | MOTOR | MOTOR, ELECTRIC, QA 0, AC, 1425, 1/30, 117, 0.55, 1, A, MOTOR, ALTERNATING CURRENT; SERIES, 1 PH, 1/30 HP, 117.000 VAC | 0 | P | 6105D SE
AXT243F | AL | A-A-01-000-001 | 1 | MOTOR | MOTOR, ELECTRIC, QA 0, AC, 1550, 115, COUNTERCLOCKWISE, MOTOR, ALTERNATING CURRENT; 9 WATTS, 115 VAC, 1550 RPM, CCW ROTATION, | 0 | P | 6105D SE
AXT244D | AL | A-A-01-000-001 | 2 | MOTOR | MOTOR, ELECTRIC, QA 0, AC, 1550, 230, 0.35, COUNTERCLOCKWISE, MOTOR, ALTERNATING CURRENT; 055.000 W,CCW, 230.000 VAC, 000.350 AMP | 0 | P | 6105D SE
AXV863B | AL | A-A-01-000-001 | 1 | MOTOR | MOTOR, ELECTRIC, QA 0, AC, 1725, 1/6, 48, 115, 4, 1, A, 40 DEG C, MOTOR, ALTERNATING CURRENT; 1 PHASE, 1/6 HP, 115 VAC, 4 AMPERES, 1725 | 0 | P | 6105D SE
AYX186B | AL | A-A-01-000-001 | 1 | MOTOR | MOTOR, ELECTRIC, QA 0, AC, 1750, 3/4, 208/460, 2.45-2.4/1.2, 3, 1.25, 40 DEG C, MOTOR, ALTERNATING CURRENT; 3 PH, 0.75 HP, 208-230/460 VAC | 0 | P | 6105D SE
AYY906Y | AL | F-A-35-201-000 | 1 | MOTOR | MOTOR, ELECTRIC, QA 0, AC, 865, 1, 182TD, 230/460, 4/2, 3, *** TYPE P | 0 | B | 6105D SE
BAA538W | AL | A-A-01-000-001 | 1 | MOTOR | MOTOR, ELECTRIC, QA 0, AC, 1600, 115, 0.32, MOTOR, ALTERNATING CURRENT; TYPE UIM8P15, 15 WATTS, 115 VAC, 0.32 AMP | 0 | P | 6105D SE
BBM808V | AL | A-A-01-000-001 | 1 | MOTOR | MOTOR, ELECTRIC, QA 0, AC, 1735, 10, 215T, 230/460, 26.4/13.2, 3, B, 40 DEG C, MOTOR, ALTERNATING CURRENT; LIFE LINE T, 3 PH, 10 HP, 230/460 | 0 | P | 6105D SE
BBM809R | AL | A-A-01-000-001 | 1 | MOTOR | MOTOR, ELECTRIC, QA 0, AC, 1750, 7-1/2, 180TY, 230/460, 21/10.5, 60, 3, B, MOTOR, ALTERNATING CURRENT; TYPE P, 3 PH, 7.5 HP, 230/460 VAC, 21 | 0 | P | 6105D SE
BBM843Q | AL | A-A-01-000-001 | 1 | MOTOR | MOTOR, ELECTRIC, QA 0, AC, 1750, 20, 256TC, 230/460, 54/27, 60, 3, B, 1.15, 40 DEG C, TYPE A, CONTINUOUS DUTY, DESIGN B, CODE G | 0 | P | 6105D SE
BBM922W | AL | A-A-01-000-001 | 1 | MOTOR | MOTOR, ELECTRIC, QA 0, AC, 1160, 10, 256T, 230/460, 28/14, 60, 3, TBFC, B, 1, 40 DEG C, MOTOR, ALTERNATING CURRENT; MODEL TBFC, 3 PH, 10 HP | 0 | P | 6105D SE
BBM923T | AL | A-A-01-000-001 | 1 | MOTOR | MOTOR, ELECTRIC, QA 0, AC, 885, 40, 365T, 230/460, 100/50, 60, 3, TBFC, B, 1, MOTOR, ALTERNATING CURRENT; MODEL TBFC, 3 PH, 40 HP, 230/ 460 | 0 | P | 6105D SE
BBM935K | AL | A-A-01-000-001 | 2 | MOTOR | MOTOR, ELECTRIC, QA 1, MOTOR, ALTERNATING CURRENT; 3 PH, 9.45 HP, 230/460 VAC, 1655 RPM, 60 | 1 | P | 6105D SE
BBM936H | AL | A-A-01-000-001 | 1 | MOTOR | MOTOR, ELECTRIC, QA 0, AC, 1735/860, 7.5/1.9, 213T, 460, 9.6/3.8, 60, 3, MOTOR, ALTERNATING CURRENT; TYPE PM, 3 PH, 7.5/1.9 HP, 460VAC | 0 | P | 6105D SE
BBM941Q | AL | A-A-01-000-001 | 1 | MOTOR | MOTOR, ELECTRIC, QA 0, AC, 3500, 10, 215TZ, 230/460, 24.4/12.2, 60, 3, TBFC, F, 1, MOTOR, ALTERNATING CURRENT; MODEL TBFC, 3 PH, 10 HP, 230/ | 0 | P | 6105D SE
BBP282W | AL | A-A-01-000-001 | 3 | MOTOR | MOTOR, ELECTRIC, QA 0, DC, 4000, 18, 2.8, MOTOR, DIRECT CURRENT; 30 WATTS, 18 VDC, 2.8 AMPS, 4000 R/M, PRINT | 0 | P | 6105D SE
BBY048P | AL | A-A-01-000-001 | 1 | MOTOR | MOTOR, ELECTRIC, QA 0, AC, 3545, 20, 254T, 230/460, 3, 40 DEG C, *** 60 HZ, CODE G, MAXIMUMAMBIENT | 0 | P | 6105D SE
BCD920F | AL | A-A-01-000-001 | 1 | MOTOR | MOTOR, ELECTRIC, QA 2, MOTOR, ALTERNATING CURRENT; TYPE P, 3 PH, 0.67 HP, 230/460VAC, 60 HZ | 2 | P | 6105D SE
BCM301Q | AL | A-A-01-000-001 | 2 | MOTOR | MOTOR, ELECTRIC, QA 0, DC, 4000, 18, 2.8, MOTOR, DIRECT CURRENT; PRINT, 30 WATTS, 18 VDC, 2.8 AMPS, 4000 RPM | 0 | P | 6105D SE
BCQ758R | AL | A-A-01-000-001 | 2 | MOTOR | MOTOR, ELECTRIC, QA 0, DC, 1725, 1/20, 115, 0.65, A, 40 DEG C, MOTOR, DIRECT CURRENT; 1/20 HP, 115 VDC, 0.65 AMP, 1725 RPM, DC HZ | 0 | P | 6105D SE
BCR163L | AL | A-A-01-000-001 | 2 | MOTOR | MOTOR, ELECTRIC, QA 0, DC, 18, 2.8, MOTOR, DIRECT CURRENT; 30 WATTS, 18 VDC, 2.8 AMPS, PRINT, RIGHT REEL | 0 | P | 6105D SE
BCV576G | AL | A-A-01-000-001 | 4 | MOTOR | MOTOR, ELECTRIC, QA 0, AC, 1075, 1/2, 48, 230, 3.3, 60, 1, B, *** | 0 | P | 6105D SE
BEG675T | AL | A-A-01-000-001 | 2 | MOTOR | MOTOR, ELECTRIC, QA 1, MOTOR, ALTERNATING CURRENT; TYPE P, 0.33 HP, 230/460 VAC, 10/5 AMPS | 1 | P | 6105D SE
BGA528T | AL | F-A-37-100-001 | 5 | MOTOR | MOTOR, ELECTRIC, QA 1, MOTOR, ALTERNATING CURRENT; INDUCTION, 3 PH, 1/4 HP, 460 VAC, 0.56 | 1 | P | 6105D SE
BHA439K | AL | A-A-01-000-001 | 3 | MOTOR | MOTOR, ELECTRIC, QA 0, AC, 115/120, 75, *** | 0 | P | 6105D SE
BHW662K | AL | Z-Z-ZZ-ZZZ-ZZZ | 1 | MOTOR | MOTOR, ELECTRIC, QA 0, MOTOR, ALTERNATING CURRENT; CHART DRIVE, 65 WATTS, 120 VACFOR | 0 | P | 6105D SE
BHY811J | AL | F-A-04-101-000 | 2 | MOTOR | MOTOR, ELECTRIC, QA 1, MOTOR, ALTERNATING CURRENT; 3 PH, 5 HP, 460 VAC, 6.4 AMPS,1730 RPM | 1 | B | 6105D SE
BJE690V | AL | D-B-07-301-000 | 3 | MOTOR | MOTOR, ELECTRIC, QA 3, MOTOR, ALTERNATING CURRENT; SINGLE PHASE,60 HZ,115V, VARABLE | 3 | P | 6105D SE
BKK591J | AL | D-A-32-201-001 | 1 | MOTOR | MOTOR, TYPICAL, QA 0, MOTOR ASSY, ELECTRIC; FOR RECORDER, MODEL 4081 *** | 0 | C | 6105D SE
BLA080N | AL | A-A-01-000-001 | 1 | MOTOR | MOTOR, ELECTRIC, QA 0, AC, 3515, 25, 256T, 230/460, 60/30, 3, MOTOR, ALTERNATING CURRENT; MODEL SBDP, 3 PHASE, 25 HP, 230/460 VAC | 0 | P | 6105D SE
BLT448D | AL | F-A-23-000-001 | 1 | MOTOR | MOTOR, ELECTRIC, QA 1, MOTOR, ALTERNATING CURRENT; 3 PHASE, 3.3 HP, 460 VAC, 5-2 AMPS, 3400 | 1 | P | 6105D SE
BNC175J | AL | F-A-04-102-000 | 1 | MOTOR | MOTOR, ELECTRIC, QA 0, DC, 1900, 0.361, 250, 7.5, RH, 40 DEG C, MOTOR, DIRECT CURRENT; 250 VDC,1900 RPM,.361 HP,AMP 7.5, RISE 115 DEG | 0 | B | 6105D SE
BND586P | AL | D-B-03-102-003 | 9 | MOTOR | MOTOR, ELECTRIC, QA 0, AC, ** DESICCANT WHEEL DRIVE, FOR CARGO CAIRE DEHUMIDIFIER, MODEL HC-575 | 0 | P | 6105D SE
BPG776W | AL | F-B-05-101-000 | 1 | MOTOR | MOTOR, ELECTRIC, QA 0, AC, 1780, 60, 364TS, 230/460, 3, B, 1, MOTOR, ALTERNATING CURRENT; 1780 RPM, 60 HP, 230/460 VOLTS, 3-PHASE | 0 | B | 6105D SE
BQB071E | AL | D-B-14-000-001 | 1 | MOTOR | MOTOR, ELECTRIC, QA 0, AC, 1550, 1/10, 120, 2.29, 60, 1, ** SHAFT TO BE CUT TO FIT BY TVA | 0 | B | 6105D SE
BQG622J | AL | F-A-14-202-004 | 1 | MOTOR | MOTOR, ELECTRIC, QA 1, MOTOR, ALTERNATING CURRENT; ELECTRIC, SYNCHRON, 120 VAC, 2 RPM, 3 W. | 1 | B | 6105D SE
BQG622J | AL | F-A-19-201-000 | 1 | MOTOR | MOTOR, ELECTRIC, QA 1, MOTOR, ALTERNATING CURRENT; ELECTRIC, SYNCHRON, 120 VAC, 2 RPM, 3 W. | 1 | B | 6105D SE
BTF691P | AL | F-A-02-103-000 | 1 | MOTOR | MOTOR, ELECTRIC, QA 1, MOTOR, ALTERNATING CURRENT; 3 WATT, 120 VAC, 1/60 RPM, 60 HERTZ *** | 1 | B | 6105D SE
BTF691P | AL | F-A-17-201-000 | 1 | MOTOR | MOTOR, ELECTRIC, QA 1, MOTOR, ALTERNATING CURRENT; 3 WATT, 120 VAC, 1/60 RPM, 60 HERTZ *** | 1 | B | 6105D SE
BVC716B | AL | F-A-25-202-000 | 1 | MOTOR | MOTOR, ELECTRIC, QA 0, AC, 100, 405TS, 460, 3, MOTOR, ELECTRIC; TYPE: AC; VOLTS: 460; PHASE: 3; HP: 100; FRAME: 405TS | 0 | C | 6105D SE
BVR274E | AC | - - - - | 3 | MOTOR | MOTOR, TYPICAL, QA 3, ASSEMBLY, RECORDER; CHART DRIVE, FOR JYC HR-2500E MODEL 3880 | 3 | B | 6695D SE
BVR305Y | AC | - - - - | 4 | MOTOR | MOTOR, TYPICAL, QA 3, ASSEMBLY, RECORDER; PRINTER DRIVE, FOR JYC HR-2500E MODEL 3880 | 3 | B | 6695D SE
BWV600P | AL | D-B-04-000-001 | 1 | MOTOR | MOTOR, ELECTRIC, QA 1, MOTOR, ALTERNATING CURRENT; 5 FT LB START TORQUE,1 FT LB RUN TORQUE | 1 | B | 6105D SE
BWV600P | AL | F-A-31-302-000 | 1 | MOTOR | MOTOR, ELECTRIC, QA 1, MOTOR, ALTERNATING CURRENT; 5 FT LB START TORQUE,1 FT LB RUN TORQUE | 1 | B | 6105D SE
BXL672F | AL | A-A-01-000-001 | 1 | MOTOR | MOTOR, ELECTRIC, QA 3, MOTOR, ALTERNATING CURRENT; 3 PHASE, 0.65 208-220/440 VAC, 1725/1425 | 3 | C | 6105D SE
BXP241V | AL | A-A-01-000-001 | 7 | MOTOR | MOTOR, TYPICAL, QA 3, MOTOR ASSY, RECORDER; PEN,RH *** | 3 | B | 6695D SE
BXP242R | AL | A-A-01-000-001 | 7 | MOTOR | MOTOR, TYPICAL, QA 3, MOTOR ASSY, RECORDER; PEN, LH, FOR SERIES MODEL 6400H *** | 3 | B | 6695D SE
BYA087Y | PR | D-B-04-000-001 | 3 | MOTOR | MOTOR, ELECTRIC, QA 1, AC, 3450, 230/460 AC, 60, 3, MOTOR, ALTERNATING CURRENT; 3 PH, 230/460 VAC, 60 HZ, 3450 RPM | 1 | B | 6105D SE
BYF320E | AL | A-A-01-000-001 | 2 | MOTOR | MOTOR, ELECTRIC, QA 3, MOTOR, ELECTRIC; TYPE: AC; VOLTS: 28/115; HERTZ: 60; PHASE: 1; RPM: 40 | 3 | B | 6105D SE
BYJ492M | AL | 8-A-09-000-001 | 2 | MOTOR | MOTOR, ELECTRIC, QA 0, AC, 3540, 50, 326TS, 460, 60, 3, TEFC, B, 40 DEG C, FOR GENERATOR STATOR COOLING WATER PUMP CAP CUF 6105-28 | 0 | C | 6105D SE
CAT551B | AL | A-A-01-000-001 | 3 | MOTOR | MOTOR, ELECTRIC, QA 3, AC, 1-1/2, 145T, 120, 60, 1 | 3 | B | 6105D SE
CDF342T | AL | D-A-32-202-000 | 1 | MOTOR | MOTOR, TYPICAL, QA 0, MOTOR, ALTERNATING CURRENT; 0.33 HORSEPOWER, 5 FOOT POUNDS STRARTING | 0 |  | 6105D SE
CDV905B | AL | D-B-29-302-000 | 1 | MOTOR | MOTOR, ELECTRIC, QA 3, MOTOR, DIRECT CURRENT; 250 VOLT, HP SPCL, FRAME DS204, 1900 RPM, 17 | 3 | B | 6105D SE
CEM249B | AL | D-B-31-101-000 | 1 | MOTOR | MOTOR, ELECTRIC, QA 0, AC, 1190, 300, 4000, 60, 3, *** FRAME 509US | 0 | B | 6105D SE
CEV453D | AL | F-A-17-202-000 | 1 | MOTOR | MOTOR, ELECTRIC, QA 1, DC, 1900, 0.361, ** FRAME D56A, ARM VOLTS 125 VDC, FIELD VOLTS 125 VDC, AMPS 3.8, DUTY | 1 | B | 6105D SE
CEW515C | AL | D-A-22-201-000 | 1 | MOTOR | MOTOR, ELECTRIC, QA 2, AC, 1725, 0.5, FC56C, 115, 9, 60, 1, 1 | 2 |  | 6105D SE
CFD154R | AL | F-A-33-201-000 | 1 | MOTOR | MOTOR, ELECTRIC, QA 3, MOTOR, ELECTRIC; TYPE: AC; VOLTS: 460; RPM: 1770; HP: 30; FRAME: 324T; | 3 | B | 6105D SE
CFD208X | AL | D-A-37-101-000 | 1 | MOTOR | MOTOR, ELECTRIC, QA 3, 3565, 100, 405TS, 230/460, 60, 3, TEFC, F, WITH 120V HEATER | 3 | B | 6105D SE
CGR223W | AL | D-A-30-202-000 | 1 | MOTOR | MOTOR, ELECTRIC, QA 0, AC/DC, B, LIFT MOTOR FOR THE 4 KV VERTICAL LIFT BREAKERS. | 0 | B | 6105D SE
CHY266A | AL | D-A-32-102-000 | 1 | MOTOR | MOTOR, ELECTRIC, QA 3, AC, 1775/886, 50/12.5, 326T, 460, 60.5/23.7, 3, TEFC, B, 1.15, CODE: H, TYPE: PM, DUTY: CONTINUOUS, | 3 |  | 6105D SE
CJX769E | AL | D-A-22-101-000 | 1 | MOTOR | MOTOR, ELECTRIC, QA 3, AC, 1775, 60, 364TS, 230/460, 148/74, 60, 3, DRIP-PROOF, 1.15, 40 DEG C, MOTOR TYPE COG5B, F/ RCW BOOSTER PUMP MODEL | 3 | B | 4320U SE
CJX769E | AL | D-A-22-102-000 | 1 | MOTOR | MOTOR, ELECTRIC, QA 3, AC, 1775, 60, 364TS, 230/460, 148/74, 60, 3, DRIP-PROOF, 1.15, 40 DEG C, MOTOR TYPE COG5B, F/ RCW BOOSTER PUMP MODEL | 3 | B | 4320U SE
CKF658R | AL | F-A-05-201-001 | 1 | MOTOR | MOTOR, ELECTRIC, QA 0, AC, 3555, 40, 286TSC, 200-230/460, 90.8/45.4, 60, 3, DP, B, 1.15, VERTICAL, CODE G, DESIGN B, TIME CONT, 7.5 MAX KVAR | 0 | B | 6105D SE
CKV283D | AL | F-B-07-101-000 | 1 | MOTOR | MOTOR, ELECTRIC, QA 0, AC, 3555, 40, L324TP16, 230/460, 98.8/49.4, 60, 3, TEFC, F, 1.15, 40 DEG C, NOT FOR USE ON SUMP PUMP | 0 | B
AAR482P | AL | L-A-09-000-002 | 2 | MOTOR | MOTOR, ELECTRIC, QA 0, AC, 1600, 115, 0.9, 1, MOTOR, ALTERNATING CURRENT; TYPE 1M-076, 1 PH, 115 VAC, 0.9 AMP, 1600 | 0 | P | 6105D SE
AAT607R | AL | L-A-07-000-002 | 4 | MOTOR | MOTOR, ELECTRIC, QA 3, MOTOR, ALTERNATING CURRENT; 1/10 HP, 115 VAC, 3.25 AMPS, 1570 RPM, | 3 | P | 6105D SE
ABR188H | AL | L-A-03-000-002 | 1 | MOTOR | MOTOR, ELECTRIC, QA 0, AC, 1725, 1/4, L48Y, 115/230, 2.6/5.2, 1, A, 40 DEG C, MOTOR, ALTERNATING CURRENT; DUTY MASTER, TYPE CS, FRAME L48Y | 0 | P | 6105D SE
ABT706H | AL | M-A-03-000-002 | 2 | MOTOR | MOTOR, ELECTRIC, QA 0, AC, 1/4, 115, *** SYNCHRONOUS 115 VAC | 0 | P | 6105D SE
ACT008T | AL | M-A-02-000-002 | 1 | MOTOR | MOTOR, ELECTRIC, QA 0, AC, 1755, 3, 184TY, 230/460, 3, 1.0, MOTOR, ALTERNATING CURRENT; TYPE BNF, 9.2/4.6 AMP, 3-PHASE1755 RPM, SF | 0 | P | 6105D SE
ACT309M | AL | M-A-13-000-002 | 1 | MOTOR | MOTOR, ELECTRIC, QA 0, AC, 1735, 5, 184T, 230/460 AC, 14.4/7.2, 3, B, ** | 0 | P | 6105D SE
ADT505F | AL | M-A-11-000-002 | 1 | MOTOR | MOTOR, ELECTRIC, QA 0, AC, 1725, 3, 182T, 230/460, 8.6/4.3, 3, B, 1, 40 DEG C, MOTOR, ALTERNATING CURRENT; TYPE K, 3 PHASE, 3 HP, 230/460 VA | 0 | P | 6105D SE
ADT709Y | AL | M-A-11-000-002 | 1 | MOTOR | MOTOR, ELECTRIC, QA 0, AC, 1745, 1, N1437, 115/230, 7.5, 1, MOTOR, ALTERNATING CURRENT; 1 PHASE, 1 HP, 115/208-230 VAC, 1745 RPM | 0 | P | 6105D SE
ADT809T | AL | M-A-03-000-002 | 2 | MOTOR | MOTOR, ELECTRIC, QA 0, DC, 1725, 3/4, 56, 90, 8, F, 40 DEG C, MOTOR, DIRECT CURRENT; WOUND PM, 3/4 HP, 90 VDC, 8 AMPS, 1725 RPM, 40 | 0 | P | 6105D SE
AER675K | AL | M-A-08-000-002 | 1 | MOTOR | MOTOR, ELECTRIC, QA 0, AC, 3450, 2, 56, 480, 3, *** FOR ITE 500 KV MOTOR OPERATED DISCONNECT SWITCH | 0 | P | 6105D SE
AFT207B | AL | M-A-01-000-002 | 1 | MOTOR | MOTOR, ELECTRIC, QA 0, AC, 1740, 25, 284T, 230/460, 60.8/30.4, 3, B, 1.15, 40 DEG C, MOTOR, ALTERNATING CURRENT; INDUCTION, TYPE RG, 3 PH, 2 | 0 | P | 6105D SE
AFT709J | AL | M-A-02-000-002 | 6 | MOTOR | MOTOR, ELECTRIC, QA 0, AC, 1725, 1/2, P56C, 460, 3, F, 1.25, MOTOR, ALTERNATING CURRENT; TYPE P, 1-.35 A, 1725 RPM, P56C FRAME, 3 | 0 | P | 6105D SE
AFT809E | AL | M-A-11-000-002 | 1 | MOTOR | MOTOR, ELECTRIC, QA 0, AC, 3450, 1/2, J56, 208/460, 3, .25, 40 DEG C, MOTOR, ALTERNATING CURRENT; 3 PHASE, J 56 FRAME, CODE L, CONT DUTY | 0 | P | 6105D SE
AFT901T | AL | L-A-09-000-002 | 1 | MOTOR | MOTOR, ELECTRIC, QA 0, AC, 24 RPH, 110, MOTOR, ALTERNATING CURRENT; CHART DRIVE, 110.000 VAC, 003.000 WATTS | 0 | P | 6105D SE
AFW437E | AL | M-A-16-000-002 | 3 | MOTOR | MOTOR, ELECTRIC, QA 2, MOTOR ASSY, ELECTRIC; FORCE, FOR TRANSMITTER, E10 SERIES, MODEL E11GH | 2 | P | 6105D SE
AFY687C | AL | M-A-11-000-002 | 1 | MOTOR | MOTOR, ELECTRIC, QA 0, AC, 1725, 1/6, 48, 115, 3.6, 1, 40 DEG C, MOTOR, ALTERNATING CURRENT; 1 PHASE, 1/6 HP, 115.000 VAC, 1725 RPM | 0 | P | 6105D SE
AGT003C | AL | M-A-01-000-002 | 5 | MOTOR | MOTOR, ELECTRIC, QA 0, AC, 1550, 115, 1.26, 5/16 IN DIA X 1-1/4 IN LG, COUNTERCLOCKWISE, MOTOR, ALTERNATING CURRENT; 115.000 VAC, 1550 RPM | 0 | P | 6105D SE
AGT700A | AL | M-A-11-000-002 | 2 | MOTOR | MOTOR, ELECTRIC, QA 0, AC, 1750, J564, 240/480, 3, *** TYPE SCT 3 P | 0 | P | 6105D SE
AGT702T | AL | M-A-13-000-002 | 1 | MOTOR | MOTOR, ELECTRIC, QA 0, AC, 1720, 10, 215T, 230/460, 27.6/13.8, MOTOR, ALTERNATING CURRENT; TYPE A, 10 HP, 230/460 VAC, 27.6/13.8 | 0 | P | 6105D SE
AGT802N | AL | M-A-11-000-002 | 1 | MOTOR | MOTOR, ELECTRIC, QA 0, DC, 1140, 1/6, 56, 230, 0.94, B-R, 40 DEG C, MOTOR, DIRECT CURRENT; 1/6 HP, 230.000 VDC, 000.940 AMPS, 1140 RPM | 0 | P | 6105D SE
AHR698L | AL | L-A-03-000-002 | 1 | MOTOR | MOTOR, ELECTRIC, QA 0, AC, 60/115, 1.7, 1, MOTOR, ALTERNATING CURRENT; 1 PHASE, 060.000 VAC, 115.000 VAC, FAN | 0 | P | 6105D SE
ALR478G | AL | P-A-LL-ET0-100 | 1 | MOTOR | MOTOR, ELECTRIC, QA 0, AC, 450, 213TDZ, 460, 2.6, 3, K, F, 1, TORQUE: 8 FT/LBS, VERTICAL MOUNT. | 0 | B | 6105D SE
ALR594E | AL | L-A-09-000-002 | 3 | MOTOR | MOTOR, ELECTRIC, QA 0, AC, 115, *** 7 WATTS, PRINT DRIVE | 0 | P | 6105D SE
ALR899P | AL | M-A-11-000-002 | 1 | MOTOR | MOTOR, ELECTRIC, QA 0, AC, 1725/1140, 1-1/3, 56, 460, 1.7, 3, A, 1.25, 40 DEG C, ** | 0 | P | 6105D SE
AMR376J | AL | P-A-LL-ET0-042 | 5 | MOTOR | MOTOR, ELECTRIC, QA 0, AC, 1, 115, *** CHART DRIVE, FOR MODEL 8HG RECORDER RECORDER 115 VAC | 0 | B | 6105D SE
AMR393J | AL | P-A-LL-ET0-030 | 2 | MOTOR | MOTOR, ELECTRIC, QA 0, DC, 7.5, DG56C, 250, B, MOTOR, DIRECT CURRENT; ELECTRIC, FRAME DG56C, CLASS B INSULATION, 1900 | 0 | B | 6105D SE
AMR395E | AC | - - - - | 3 | MOTOR | MOTOR, ELECTRIC, QA 0, DC, 1900, 0.351, 250, B, *** 5 FT/LB, FOR LIMITORQUE OPERATOR SMB-000, ORDER 345791A, SN 115294 | 0 | B | 6105D SE
AMR976R | AL | L-A-09-000-002 | 8 | MOTOR | MOTOR, ELECTRIC, QA 0, AC, 3.6, 120, *** M-3520, TELECHRON, FOR TYPE 240 TIME METER | 0 | P | 6105D SE
APR274E | AL | M-A-08-000-002 | 1 | MOTOR | MOTOR, ELECTRIC, QA 1, MOTOR, DIRECT CURRENT; 115 VDC, SPRING CHARGING, FOR 6900-V SHUTDOWN | 1 | B | 6105D SE
AQG606Q | AL | M-A-11-000-002 | 1 | MOTOR | MOTOR, ELECTRIC, QA 0, DC, 1725, 3/4, 90, 8.2, F, MOTOR, DIRECT CURRENT; 559 WATTS, 3/4 HP, 90 VDC, 8.2AMPS, 1725 RPM | 0 | P | 6105D SE
AQQ821A | AL | M-A-11-000-002 | 1 | MOTOR | MOTOR, ELECTRIC, QA 0, AC, 1745, 10, 230/460, 26.6/13.3, 60, 3, TDR-BE, 1.15, MOTOR, ALTERNATING CURRENT; TYPE TDR-BE, 10 HP, 3 PH, 230/460 | 0 | P | 6105D SE
ARE141E | AL | M-A-11-000-002 | 1 | MOTOR | MOTOR, ELECTRIC, QA 0, AC, 1630, 1-1/2, 182TC, 460, 2.5, TDNV, 1, 90 DEG C, MOTOR, ALTERNATING CURRENT; TURNING GEAR, 1.500 HP, 460 VAC, 2.5 | 0 | P | 6105D SE
ARP339A | AL | T-A-01-000-002 | 1 | MOTOR | MOTOR, ELECTRIC, QA 0, AC, 1/10, 115, MOTOR, ALTERNATING CURRENT; 2.7 WATTS, 115 VAC, 1/10 RPM, TIMER, | 0 | P | 6105D SE
ARQ971G | AL | M-A-01-000-002 | 2 | MOTOR | MOTOR, ELECTRIC, QA 0, AC, 2850/3450, 1, J56J, 208/240, 3.2/1.6, SC, A, MOTOR, ALTERNATING CURRENT; TYPE SC, 1 HP, 208/220 VOLTS, 220/240 | 0 | P | 6105D SE
ARV466E | AL | M-A-02-000-002 | 1 | MOTOR | MOTOR, ELECTRIC, QA 0, AC, 3450, 1-1/2, 143T, 230/460, 4.6/2.3, 3, T, B, 1, 40 DEG C, MOTOR, ALTERNATING CURRENT; MODEL 4602, 1.500 HP, 230/ | 0 | P | 6105D SE
ARW348F | AL | L-A-07-000-002 | 1 | MOTOR | MOTOR, ELECTRIC, QA 0, AC, 1800, F56C, 230/460, 2.4/1.2, 60, 3, WEATHERPROOF, B, 75 DEG C, MOTOR, ALTERNATING CURRENT; INDUCTION, 1800 RPM | 0 | P | 6105D SE
ARY306N | AL | M-A-02-000-002 | 1 | MOTOR | MOTOR, ELECTRIC, QA 0, AC, 1725, 1, 56, 208/460, 3.6/3.4/1.7, 3, 40 DEG C, MOTOR, ALTERNATING CURRENT; 1 HP, 3 PH, 208/230/460 VAC, 3.6/3.4/ | 0 | P | 6105D SE
ATB480C | AL | M-A-02-000-002 | 1 | MOTOR | MOTOR, ELECTRIC, QA 0, AC, 1750, 1, 143T, 230/460, 4/2, 3, F, 1.15, 40 DEG C, MOTOR, ALTERNATING CURRENT; MODEL SBFC,FRAME 143T,230/460 VAC | 0 | P | 6105D SE
ATB480C | AL | M-A-03-000-002 | 1 | MOTOR | MOTOR, ELECTRIC, QA 0, AC, 1750, 1, 143T, 230/460, 4/2, 3, F, 1.15, 40 DEG C, MOTOR, ALTERNATING CURRENT; MODEL SBFC,FRAME 143T,230/460 VAC | 0 | P | 6105D SE
ATG817X | AL | M-A-11-000-002 | 3 | MOTOR | MOTOR, ELECTRIC, QA 0, AC, 1, FB56C, 230/460, 3.2/1.6, 3, P, B, 40 DEG C, MOTOR, ALTERNATING CURRENT; FRAME FB56C, TYPE P, 1 HP, 3 PH, 230/4 | 0 | P | 6105D SE
ATG819R | AL | M-A-02-000-002 | 2 | MOTOR | MOTOR, ELECTRIC, QA 0, AC, 3450, 1, FB56, 230/460, 3.2/1.6, 3, P, B, 1, 40 DEG C, MOTOR, ALTERNATING CURRENT; FRAME FB56, TYPE P, 1 HP, 3 PH | 0 | P | 6105D SE
ATJ539M | AL | M-A-11-000-002 | 1 | MOTOR | MOTOR, ELECTRIC, QA 0, AC, 1725, 1/2, M56C, 230/240, 2.1/1.1, 3, B, 40 DEG C, MOTOR, ALTERNATING CURRENT; ELECTRIC, TYPE P, CONT DUTY, 0.500 | 0 | P | 6105D SE
ATK524X | AL | M-A-11-000-002 | 1 | MOTOR | MOTOR, ELECTRIC, QA 0, AC, 1725, 1/4, 208/440, 1.1/0.55, 50/60, 3, A, 1, 40 DEG C, MOTOR, ALTERNATING CURRENT; 3 PH, 0.250 HP, 1725 RPM, INS | 0 | P | 6105D SE
ATX570E | AL | M-A-13-000-002 | 2 | MOTOR | MOTOR, ELECTRIC, QA 0, AC, 1445, 10, 215T, 380, 16.6, 50, 3, F, 1.0, 50 DEG C, MOTOR, ALTERNATING CURRENT; MODEL SBDP,STYLE | 0 | P | 6105D SE
AVA155B | AL | M-A-01-000-002 | 3 | MOTOR | MOTOR, TYPICAL, QA 3, MOTOR ASSY, ELECTRIC; PEN,(NITRONAL DRIVE UNIT),FOR E20S | 3 | B | 6105D SE
AVA554W | AL | M-A-04-000-002 | 1 | MOTOR | MOTOR, ELECTRIC, QA 1, AC, 3400, 1.9, 460, RH, 1.0, MOTOR, ALTERNATING CURRENT; START 15 FT LB, RUN 3 FT LB, 1.9 HP | 1 | P | 6105D SE
AVC457G | AL | M-A-03-000-002 | 1 | MOTOR | MOTOR, ELECTRIC, QA 3, MOTOR, ALTERNATING CURRENT; INDUCTION, 1.500 HP, 230/460 VAC, 5/2.500 | 3 | P | 6105D SE
AVG818M | AL | M-A-11-000-002 | 1 | MOTOR | MOTOR, ELECTRIC, QA 0, AC, 3300/2800, 1/4, 230, 2.4/2.5, 1, COUNTERCLOCKWISE/CLOCKWISE, MOTOR, ALTERNATING CURRENT; 0.250 HP,3300/2800 RPM,2 | 0 | P | 6105D SE
AVH103V | AL | M-A-11-000-002 | 1 | MOTOR | MOTOR, ELECTRIC, QA 0, AC, 1725, 1/2, 56C, 208/460, 2.1-2/1, 3, TEFC, 40 DEG C, MOTOR, ALTERNATING CURRENT; HP 0.5,208-230/460 VAC,FRAME 56C | 0 | P | 6105D SE
AVH339W | AL | M-A-11-000-002 | 2 | MOTOR | MOTOR, ELECTRIC, QA 0, AC, 1725, 1/2, M56C, 230/460, 2.2/1.1, 3, B, 1, 40 DEG C, MOTOR, ALTERNATING CURRENT; TYPE P,0.500 HP,230/460VAC,3PH | 0 | P | 6105D SE
AVJ303E | AL | M-A-01-000-002 | 1 | MOTOR | MOTOR, ELECTRIC, QA 0, AC, 1140, 5, 215T, 230, 17/8.5, 3, B, 1, 40 DEG C, MOTOR, ALTERNATING CURRENT; CLASS B,3 PH, INSUL, FRAME 215 T, DESI | 0 | P | 6105D SE
AVJ304C | AL | M-A-11-000-002 | 1 | MOTOR | MOTOR, ELECTRIC, QA 0, AC, 1745, 7-1/2, 213 JM, 230/460, 20.4/10.2, 3, B, 1.15, 40 DEG C, MOTOR, ALTERNATING CURRENT; TYPE A-4, 3 PH, 7.5 HP | 0 | P | 6105D SE
AWC029N | AL | M-A-16-000-002 | 2 | MOTOR | MOTOR, ELECTRIC, QA 0, AC, 115/230, 33, 50/60, *** THERMALLY PROTECTED, TYPE U21, FOR ICE CONDENSER ICE MACHINE | 0 | P | 6105D SE
AWM146D | AL | M-A-16-000-002 | 2 | MOTOR | MOTOR, ELECTRIC, QA 2, MOTOR, ALTERNATING CURRENT; CHART UPPER, TYPE 117, 1/30 RPM, 002.700 | 2 | P | 6105D SE
AWR957J | AL | M-A-11-000-002 | 1 | MOTOR | MOTOR, ELECTRIC, QA 0, AC, 1800, 56C, 460, 3.6, 3, 1, 40 DEG C, MOTOR, ALTERNATING CURRENT; 10 FT LB HP, 460.000 VAC, 003.600 AMPS | 0 | P | 6105D SE
AWV924P | AL | M-A-02-000-002 | 1 | MOTOR | MOTOR, ELECTRIC, QA 0, AC, 1725, 1/3, EB56C, 115/230, 5.6/2.9, 1, B, 40 DEG C, MOTOR, ALTERNATING CURRENT; 1/3 HP, 115/230 VAC, NEMA DESIGN | 0 | P | 6105D SE
AXB441Q | AL | P-A-LL-ET0-054 | 1 | MOTOR | MOTOR, ELECTRIC, QA 0, DC, 1900, 250, B, 75 DEG C, MOTOR, DIRECT CURRENT; 250 VDC, 1900 RPM, 25 FT/LB, 75 DEG C RISE | 0 | B | 6105D SE
AXB686R | AL | M-A-02-000-002 | 1 | MOTOR | MOTOR, ELECTRIC, QA 0, AC, 1725, 1/4, L48, 115/230, 5.2/2.6, 1, B, 1.35, 40 DEG C, MOTOR, ALTERNATING CURRENT; 115/230 VAC, 1/4 HP, 1725 RPM | 0 | B | 6105D SE
AXD172F | AL | X-A-04-000-002 | 1 | MOTOR | MOTOR, ELECTRIC, QA 1, MOTOR, ALTERNATING CURRENT; 3/60/460 VAC INSULATION CLASS H, TYPE RH | 1 | B | 6105D SE
AXD407F | AL | M-A-01-000-002 | 1 | MOTOR | MOTOR, ELECTRIC, QA 0, AC, 5, 182TCZ, 230/460, 13.6/6.8, B, 1.15, MOTOR, ALTERNATING CURRENT; 5 HP, 13.6/6.8 AMPS, 230/460 VAC, 1.15 SF | 0 | P | 6105D SE
AXQ324R | AL | T-A-01-000-002 | 2 | MOTOR | MOTOR, ELECTRIC, QA 0, MOTOR, ALTERNATING CURRENT; PEN DRIVE, WITH TWO LEADS, FORTEMPERATURE | 0 | P | 6105D SE
AXQ453E | AL | M-A-04-000-002 | 3 | MOTOR | MOTOR, ELECTRIC, QA 0, AC, 1625, 1/4, 115, 3.3, 1, COUNTERCLOCKWISE, MOTOR, ALTERNATING CURRENT; 1 PH, 1/4 HP, 115.000 VAC, 003.300 AMPS | 0 | P | 6105D SE
AXR820K | AL | M-A-02-000-002 | 1 | MOTOR | MOTOR, ELECTRIC, QA 0, AC, 1710, 2, 145T, 460, 3, 3, F, 1.15, *** DESIGN B, CODE J, COMPLETE WITH BALL BEARING ABMA-25BC02XP AND | 0 | P | 6105D SE
AXT841T | AL | M-A-02-000-002 | 1 | MOTOR | MOTOR, ELECTRIC, QA 0, AC, 29, 6, 480, 3, *** C/W WORM AND WHEEL, FOR 6 HP MOTOR ACTUATOR, TYPE 14A/365, S/N | 0 | B | 6105D SE
AXW878Q | AL | M-A-13-000-002 | 1 | MOTOR | MOTOR, ELECTRIC, QA 0, AC, 3450, 1/2, C56J, 115/230, 8/4, 1, 2-1/2 IN, B, 40 DEG C, MOTOR, ALTERNATING CURRENT; 1 PH, 0.5 HP, 115/230 VAC, 3 | 0 | P | 6105D SE
AXW879N | AL | M-A-11-000-002 | 1 | MOTOR | MOTOR, ELECTRIC, QA 0, AC, 1725, 1, 7056, 230/460, 3.6/1.8, 3, A, 40 DEG C, *** MODEL SRFD74 | 0 | P | 6105D SE
AXX247P | AL | M-A-02-000-002 | 1 | MOTOR | MOTOR, ELECTRIC, QA 0, AC, 3485, 5, 182JH, 230/460, 13.6/6.8, 3, B, 40 DEG C, *** | 0 | P | 6105D SE
AXX967L | AL | M-A-13-000-002 | 1 | MOTOR | MOTOR, ELECTRIC, QA 0, AC, 1800, XK56CZ, 230/460, 1.2/6, 3, MOTOR, ALTERNATING CURRENT; TYPE PN, 3-PHASE, 1800 RPM, 230/460 VAC | 0 | P | 6105D SE
AXX971X | AL | M-A-02-000-002 | 1 | MOTOR | MOTOR, ELECTRIC, QA 0, AC, 3520, 2, 145T, 230/460, 6/3, 3, A, 1.15, 40 DEG C, MOTOR, ALTERNATING CURRENT; 3 PH, 2 HP, 230/460 VAC, 3520 RPM | 0 | P | 6105D SE
AXY093A | AL | M-A-11-000-002 | 2 | MOTOR | MOTOR, ELECTRIC, QA 0, AC, 1725, 1/4, 2L4-48412, 115/230, 4.6/2.3, *** | 0 | P | 6105D SE
AXY099X | AL | M-A-04-000-002 | 1 | MOTOR | MOTOR, ELECTRIC, QA 0, AC, 1140, 5, 215T, 230/460, 3, B, 1, 40 DEG C, MOTOR, ALTERNATING CURRENT; 3 PH, 5 HP, 230/460 VAC, 1140 RPM, 40 DEG | 0 | P | 6105D SE
AYA052R | AL | M-A-02-000-002 | 1 | MOTOR | MOTOR, ELECTRIC, QA 0, AC, 1725, 1/2, L556, 208/460, 2/1, 3, B, 1.0, 40 DEG C, MOTOR, ALTERNATING CURRENT; 3 PH, 0.5 HP, 208-230/460 VAC,2/1 | 0 | P | 6105D SE
AYA398X | AL | M-A-11-000-002 | 2 | MOTOR | MOTOR, ELECTRIC, QA 0, AC, 3450, 2, T5607, 230/460, 5.6/2.8, 3, B, 1.0, MOTOR, ALTERNATING CURRENT; 3 PH, 2 HP, 230/460 VAC, 5.6/2.8 AMPS | 0 | P | 6105D SE
AYA677R | AL | M-A-02-000-002 | 4 | MOTOR | MOTOR, ELECTRIC, QA 0, AC, 1625, 1/15, 208/240, 0.6, 1, *** MODEL KA55HXRFS-7846, FOR FAN ON SINGER MODEL 15-15 HEATER UNIT | 0 | P | 6105D SE
AYC742Y | AL | M-A-01-000-002 | 1 | MOTOR | MOTOR, ELECTRIC, QA 2, MOTOR, ALTERNATING CURRENT; 3 HP, 230/460 VAC, 9.3/4.65 AMPS, 1730 | 2 | P | 6105D SE
AYD422C | AL | M-A-05-000-002 | 1 | MOTOR | MOTOR, ELECTRIC, QA 0, AC, 24, 1.06, MOTOR, ALTERNATING CURRENT; INDUCTION WOUND, MODUTROL, 24 WATTS, 1.06 | 0 | P | 6105D SE
AYD530L | AL | M-A-04-000-002 | 1 | MOTOR | MOTOR, ELECTRIC, QA 0, AC, 1750-865, 3-3/4, 182T, 460, 4.3/1.7, 3, B, 40 DEG C, MOTOR, ALTERNATING CURRENT; 3 PH, 3.75 HP, 460 VAC, 4.3/1.7 | 0 | P | 6105D SE
AYD936C | AL | M-A-11-000-002 | 1 | MOTOR | MOTOR, ELECTRIC, QA 0, AC, 1730, 1, B143T, 230/460 AC, 3.4/1.7, 3, B, 1.15, MOTOR, ALTERNATING CURRENT; DUTY MASTER, TYPE P, 3 PH, 1 HP, 230 | 0 | P | 6105D SE
AYD937A | AL | M-A-03-000-002 | 1 | MOTOR | MOTOR, ELECTRIC, QA 3, AC, 1/6, 115/230, 4.4/2.2, 1, A, 1.35, MOTOR, ALTERNATING CURRENT; TYPE CS, 1 PH, 1/6 HP, 115/230VAC,4.4/2.2 | 3 | P | 6105D SE
AYD941K | AL | M-A-11-000-002 | 1 | MOTOR | MOTOR, ELECTRIC, QA 0, AC, 1730/860, 3/0.75, 182T, 460, 4.2/1.6, 3, 1.15, 40 DEG C, *** TYPE PM, TWO SPEED | 0 | P | 6105D SE
AYE193V | AL | T-A-06-000-002 | 8 | MOTOR | MOTOR, ELECTRIC, QA 0, AC, 1700/1800, 1/8, K48, 230/460, 0.45, 3, B, 1.0, 40 DEG C, MOTOR, AC; TYPE P, 3 PH, 0.125 HP, 230/460 VAC, NOM AMPS | 0 | C | 6105D SE
AYG018T | AL | M-A-02-000-002 | 2 | MOTOR | MOTOR, ELECTRIC, QA 0, AC, 1730, 5, 184T, 230/460 AC, 14/7, 3, B, TYPE P | 0 | P | 6105D SE
AYH215W | AL | M-A-13-000-002 | 1 | MOTOR | MOTOR, ELECTRIC, QA 0, AC, 1725/1425, 1/2, AA66Y, 208/460, 2/1, 3, B, 0.35, 40 DEG C, MOTOR, ALTERNATING CURRENT; 3 PH, THERMALLY PROTECTED | 0 | P | 6105D SE
AYM549A | AL | M-A-11-000-002 | 1 | MOTOR | MOTOR, ELECTRIC, QA 0, AC, 1740, 1, 143T, 230/460, 3.2/1.6, 3, B, 1.15, 40 DEG C, MOTOR, ALTERNATING CURRENT; 3 PH, 1 HP, 230/460 VAC, 3.2/1 | 0 | P | 6105D SE
AYM948V | AL | M-A-11-000-002 | 3 | MOTOR | MOTOR, ELECTRIC, QA 0, AC, 1625, 115/230, 12.9/6.4, 1, *** INSULATED, REF 20, FOR TAIT RM SUMP PUMP, MODEL WH10, S/N 45331 | 0 | P | 6105D SE
AYQ962J | AL | M-A-11-000-002 | 1 | MOTOR | MOTOR, ELECTRIC, QA 0, AC, 1725, 1/3, AC48, 115/230, 6.4/3.2, 1, A, 1.35, 40 DEG C, MOTOR, ALTERNATING CURRENT; INDUCTION WINDING, 1 PH, 1/3 | 0 | P | 6105D SE
AYW604R | AL | M-A-13-000-002 | 1 | MOTOR | MOTOR, ELECTRIC, QA 0, AC, 1725, 1/6, 48, 115, 1, A, 1, *** AMBIENT 40 DEG C | 0 | P | 6105D SE
AYX559X | AL | M-A-05-000-002 | 14 | MOTOR | MOTOR, ELECTRIC, QA 2, AC, 3440, 3, 145T, 230/460, 8/4, 3, B, 1.15, MOTOR, ALTERNATING CURRENT; STYLE 82A63296, 3 PH, 3 HP, 230/460 VAC, | 2 | P | 6105D SE
BAB720E | AL | M-A-11-000-002 | 1 | MOTOR | MOTOR, ELECTRIC, QA 0, AC, 1715, 5, 184T, 460, 7.2, 3, B, 1.15, MOTOR, ALTERNATING CURRENT; LIFELINE T, MULTISPEED, 3 PH, 5 HP, 460 | 0 | P | 6105D SE
BAE621M | AL | M-A-11-000-002 | 1 | MOTOR | MOTOR, ELECTRIC, QA 0, AC, 3515, 5, 182TC, 230/460, 13.6/6.8, 3, B, 1.15, *** DESIGN B, CODE J | 0 | P | 6105D SE
BAE669Q | AL | M-A-01-000-002 | 2 | MOTOR | MOTOR, ELECTRIC, QA 3, MOTOR, CONTROL; SERVO, CHART DRIVE, 60 IN/HR, 40 RPH, FOR TEMP | 3 | P | 6105D SE
BAG905X | AL | M-A-03-000-002 | 2 | MOTOR | MOTOR, ELECTRIC, QA 0, AC, 1725/850, 2-1/4, 460, 3.15/1.05, 3, 40 DEG C, *** | 0 | P | 6105D SE
BAJ789R | AL | M-A-11-000-002 | 1 | MOTOR | MOTOR, ELECTRIC, QA 0, AC, 1722, 3/4, 56C, 230/460, 3.44/1.72, 3, EXPLOSION PROOF, MOTOR, ALTERNATING CURRENT; 3 PH, EXPLOSIVE PROOF, 0.75 H | 0 | P | 6105D SE
BAM261M | AL | M-A-11-000-002 | 1 | MOTOR | MOTOR, ELECTRIC, QA 0, AC, 1755, 3, 182HP, 230/460, 9.2/4.6, 3, 1.15, 40 DEG C, MOTOR, ALTERNATING CURRENT; 3 PH, 3 HP, 230/460 VAC, 3/60 OD | 0 | P | 6105D SE
BAR893T | AL | M-A-02-000-002 | 1 | MOTOR | MOTOR, ELECTRIC, QA 0, AC, 1120/390, 15/5.6, 326TDZ, 460, 24/21, 3, B, 1, 40 DEG C, MOTOR, ALTERNATING CURRENT; INDUCTION, TYPE MTP-6, 3 PH | 0 | P | 6105D SE
BAX863F | AC | - - - - | 1 | MOTOR | MOTOR, ELECTRIC, QA 0, AC, 1800, 7-1/2, AFL-256U, 230/460, 19.6/9.8, 60, 3, MOTOR, ALTERNATING CURRENT; 3 PH, 7.5 HP, 230/460 VAC, 19.6/9.8 | 0 | B | 6105D SE
BBD178B | AL | M-A-03-000-002 | 1 | MOTOR | MOTOR, ELECTRIC, QA 0, AC, 1730, 2, BC145T, 230/460, 6.4/3.2, 3, B, 1.15, 40 DEG C, MOTOR, ALTERNATING CURRENT; TYPE P, 3 PH, 1730 RPM, 6.4/ | 0 | P | 6105D SE
BBD178B | AL | M-A-11-000-002 | 1 | MOTOR | MOTOR, ELECTRIC, QA 0, AC, 1730, 2, BC145T, 230/460, 6.4/3.2, 3, B, 1.15, 40 DEG C, MOTOR, ALTERNATING CURRENT; TYPE P, 3 PH, 1730 RPM, 6.4/ | 0 | P | 6105D SE
BBD249E | AL | M-A-11-000-002 | 1 | MOTOR | MOTOR, ELECTRIC, QA 0, AC, 1745, 1-1/2, 145T, 230/460, 5.2/2.6, 3, TEFC, B, 1.15, 40 DEG C, MOTOR, ALTERNATING CURRENT; 3 PH, 1.5 HP, 230/46 | 0 | P | 6105D SE
BBE524D | AL | M-A-13-000-002 | 2 | MOTOR | MOTOR, ELECTRIC, QA 0, AC, 6.4, 5, 184T, 460, 6.4, 3, F, 1.15, MOTOR, ALTERNATING CURRENT; TYPE PM, 3 PH, 5 HP, 460 VAC, 6.4 AMPS | 0 | P | 6105D SE
BBE530X | AL | P-A-LL-ET0-043 | 8 | MOTOR | MOTOR, ELECTRIC, QA 0, AC, 1140, 1/6, 48, 115/230, 1, A, 1.35, 40 DEG C, MOTOR, ALTERNATING CURRENT; 1 PH, 1/6 HP, 115/230 VAC, 1140 RPM, SF | 0 | B | 6105D SE
BBF832W | AL | M-A-11-000-002 | 1 | MOTOR | MOTOR, ELECTRIC, QA 0, AC, 1730, 2, FJ145T, 230/460, 6.4/3.2, 3, F, 40 DEG C, MOTOR, ALTERNATING CURRENT; FRAME FJ145T, 1730 RPM, 2 HP, 230/ | 0 | P | 6105D SE
BBG359P | AL | M-A-11-000-002 | 1 | MOTOR | MOTOR, ELECTRIC, QA 0, AC, 855, 1-1/2, 184T, 230/460, 5.6/2.8, 3, 1, *** ID PL86482E | 0 | P | 6105D SE
BBH607T | AL | M-A-03-000-002 | 1 | MOTOR | MOTOR, ELECTRIC, QA 1, MOTOR, ALTERNATING CURRENT; 460 VAC, 0.33 HP, 3 PH, CLASS RH | 1 | B | 6105D SE
BBH607T | TR | - - - - | 1 | MOTOR | MOTOR, ELECTRIC, QA 1, MOTOR, ALTERNATING CURRENT; 460 VAC, 0.33 HP, 3 PH, CLASS RH | 1 | B | 6105D SE
BBM847G | AL | M-A-11-000-002 | 1 | MOTOR | MOTOR, ELECTRIC, QA 0, AC, 3490, 7-1/2, 213T, 230/460, 18.6/9.3, B, 1.15, 40 DEG C, MOTOR, ALTERNATING CURRENT; 7.5 HP, 230/460 VAC, 60 HZ | 0 | P | 6105D SE
BBM924Q | AL | M-A-01-000-002 | 1 | MOTOR | MOTOR, ELECTRIC, QA 0, 1755, 7-1/2, 213T, 230/460, 20/10, 60, 3, B, 1.15, 40 DEG C, MOTOR, ALTERNATING CURRENT; TYPE A DP, 3 PH, 7.5 HP, 230 | 0 | P | 6105D SE
BBM925N | AL | M-A-01-000-002 | 1 | MOTOR | MOTOR, ELECTRIC, QA 0, AC, 1750, 15, 254T, 230/460, 42/21, 60, 3, B, 40 DEG C, MOTOR, ALTERNATING CURRENT; TYPE A DP, 3 PH, 15 HP, 230/ 460 | 0 | P | 6105D SE
BBM927J | AL | M-A-11-000-002 | 1 | MOTOR | MOTOR, ELECTRIC, QA 0, AC, 3515, 7-1/2, L213HP10, 230/460, 20.4/10.2, 60, 3, B, 1, 40 DEG C, MOTOR, ALTERNATING CURRENT; VERTICAL, TYPE K, 3 | 0 | P | 6105D SE
BBM929E | AL | M-A-02-000-002 | 1 | MOTOR | MOTOR, ELECTRIC, QA 0, AC, 1750, 15, 254T, 230/460 AC, 39.6/19.8, 60, 3, MOTOR, ALTERNATING CURRENT; 3 PH, 15 HP, 230/460 VAC, 39.6/19.8 AMP | 0 | P | 6105D SE
BBM938D | AL | M-A-02-000-002 | 1 | MOTOR | MOTOR, ELECTRIC, QA 0, AC, 25, 407AT, 240, 84.8, F, 1, 40 DEG C, MOTOR, ALTERNATING CURRENT; STAB-SHUNT WOUND, 25 HP, 240 VAC, 84.8 | 0 | P | 6105D SE
BBM942N | AL | M-A-02-000-002 | 1 | MOTOR | MOTOR, ELECTRIC, QA 0, AC, 3489, 20, 254T, 230/460, 50.6/25.3, 60, 3, B, 1.15, 40 DEG C, MOTOR, ALTERNATING CURRENT; MODEL 7BDP, 3 PH, 20 HP | 0 | P | 6105D SE
BBM948A | AL | M-A-04-000-002 | 1 | MOTOR | MOTOR, ELECTRIC, QA 0, AC, 3500, 15, 215HP, 230/460, 39.2/19.6, 60, 3, B, 1.15, 60 DEG C, MOTOR, ALTERNATING CURRENT; 3 PH, 15 HP, 230/460 V | 0 | P | 6105D SE
BBM951M | AL | M-A-04-000-002 | 1 | MOTOR | MOTOR, ELECTRIC, QA 0, AC, 1150, 20, CS47, 230/460, 52/26, 60, 3, H, 60 DEG C, MOTOR, ALTERNATING CURRENT; 3 PH, 20 HP, 230/460 VAC, 1150RPM | 0 | P | 6105D SE
BBN583K | AL | M-A-09-000-002 | 1 | MOTOR | MOTOR, ELECTRIC, QA 0, DC, 1750/2300, 7-1/2, 240, 1.64/1.19, TEFC, F, 40 DEG C, MOTOR, DIRECT CURRENT; SHUNT WOUND, TYPE CD258AT, 7.5HP, 240 | 0 | P | 6105D SE
BBP940V | AL | L-A-09-000-002 | 1 | MOTOR | MOTOR, ELECTRIC, QA 0, AC, 3450/2850, 3/4, 208/440, 2.8-2.9/1.45, 50/60, 3, TEFC, 40 DEG C, MOTOR ASSY, ELECTRIC; CONSIST OF DAYTON ELECTRIC | 0 | P | 6105D SE
BBQ823F | AL | M-A-11-000-002 | 2 | MOTOR | MOTOR, ELECTRIC, QA 0, AC, 1725, 1/6, 115, 60, *** REF 20, FOR CLARKE CARPET MASTER SWEEPER, MODEL 576A, CAT | 0 | P | 6105D SE
BBQ825B | AL | M-A-11-000-002 | 2 | MOTOR | MOTOR, ELECTRIC, QA 0, AC, 1725, 1/4, 48Z, 115, 4/6, 60, *** TYPICAL S/N AB84, FOR CLARKE CARPET MASTER SWEEPER, MODEL 576A | 0 | P | 6105D SE
BBQ876R | AL | M-A-11-000-002 | 1 | MOTOR | MOTOR, ELECTRIC, QA 0, AC, 1725/1425, 1/3, 230/460, 1.1/0.55-1.26/0.6, 50/60, 3, MOTOR, ALTERNATING CURRENT; 3 PH, THERMALLY PROTECTED, 1/3H | 0 | P | 6105D SE
BCB011B | AL | M-A-11-000-002 | 1 | MOTOR | MOTOR, ELECTRIC, QA 0, AC, 3495, 3, 182T, 460, 4.7, 60, 3, TE, F, MOTOR, ALTERNATING CURRENT; MODEL TBFC, 3 PH, 3 HP, 460 VAC, 60 HZ | 0 | P | 6105D SE
BCB017Y | AL | M-A-11-000-002 | 1 | MOTOR | MOTOR, ELECTRIC, QA 0, AC, 1730, 2, 145T, 460, 3, 60, 3, TBFC, F, 1.15, MOTOR, ALTERNATING CURRENT; MODEL TBFC, 3 PH, 2 HP, 460 VAC, 60 HZ | 0 | P | 6105D SE
BCC207Y | AL | M-A-02-000-002 | 1 | MOTOR | MOTOR, ELECTRIC, QA 0, AC, 10, 256U, 230/460, 60, 3, R, 1.15, 40 DEG C, MOTOR, ALTERNATING CURRENT; 3 PH, 10 HP, 230/460 VAC, 60 HZ, FRAME | 0 | P | 6105D SE
BCC697H | AL | M-A-11-000-002 | 2 | MOTOR | MOTOR, ELECTRIC, QA 0, AC, 3450, 1-1/2, 230, 60, 3, B, 6.5-6/3, 40 DEG C, MOTOR, ALTERNATING CURRENT; 3 PH, 1.5 HP, 230 VAC, 60 HZ, SFA | 0 | P | 6105D SE
BCD331P | AL | M-A-03-000-002 | 2 | MOTOR | MOTOR, ELECTRIC, QA 0, AC, 1425/1725, 1/2, 56-5, 230/460, 50/60, 3, 1.25, *** TYPE TS, MODEL PQE56T17D581F, FOR LAUNDRY THERMATIC DRYER | 0 | P | 6105D SE
BCD923X | AL | M-A-13-000-002 | 2 | MOTOR | MOTOR, ELECTRIC, QA 0, AC, 1725, 1/2, 48, 115, 9, 60, 1, B, 1.25, 40 DEG C, MOTOR, ALTERNATING CURRENT; 1 PH, 1/2 HP, 115 VAC, 9 AMPS,1725 R | 0 | P | 6105D SE
BCG117A | AL | M-A-13-000-002 | 1 | MOTOR | MOTOR, ELECTRIC, QA 0, AC, 1750, 3, 182T, 230/460, 8.4/4.2, 60, 3, 1.15, 40 DEG C | 0 | P | 6105D SE
BCM683E | AL | M-A-11-000-002 | 3 | MOTOR | MOTOR, ELECTRIC, QA 0, AC, 1100, 1/2, 48Z, 460, 1.6, 50/60, 1, B, *** | 0 | P | 6105D SE
BCN430J | AL | M-A-11-000-002 | 1 | MOTOR | MOTOR, ELECTRIC, QA 0, AC, 1725, 1/4, 56C, 208/460, 1.4-1.3/0.65, 60, 3, 1.7-1.6/0.8, 40 DEG C, MOTOR, ALTERNATING CURRENT; 3 PH, 1/4 HP, 20 | 0 | P | 6105D SE
BCR402X | AL | M-A-11-000-002 | 2 | MOTOR | MOTOR, ELECTRIC, QA 0, AC, 1075, 1/3, 208/230, 2, 50/60, 1, REVERSIBLE, *** FOR VIC MODEL 478 DRY CLEANER, S/N 7910673-5 | 0 | P | 6105D SE
BCR404R | AL | M-A-11-000-002 | 2 | MOTOR | MOTOR, ELECTRIC, QA 0, AC, 3340/3370/235, 7-1/2 / 5 / 1-1/2, 256U, 230, 19.2/12.8/10.3, 60, 1, B, 40 DEG C, MOTOR, ALTERNATING CURRENT; 1 PH | 0 | P | 6105D SE
BCR772T | AL | M-A-02-000-002 | 1 | MOTOR | MOTOR, ELECTRIC, QA 0, AC, 3515, 40, 286HPHA, 230/460, 94/47, 60, 3, B, 1.15, 40 DEG C, MOTOR, ALTERNATING CURRENT; 3 PH, 40 HP, 230/460 VAC | 0 | P | 6105D SE
BCV575J | AL | M-A-11-000-002 | 4 | MOTOR | MOTOR, ELECTRIC, QA 0, AC, 1075, 1/4, 48Y, 230, 2, 60, 1, B, *** | 0 | P | 6105D SE
BCX816C | AL | M-A-11-000-002 | 1 | MOTOR | MOTOR, ELECTRIC, QA 0, AC, 3450, 2, 56, 208/460, 3, 40 DEG C, MOTOR, ALTERNATING CURRENT; 3 PH, 2 HP, 208-230/460 VAC, 3450 RPM, | 0 | P | 6105D SE
BDB019L | AL | M-A-11-000-002 | 2 | MOTOR | MOTOR, ELECTRIC, QA 0, AC, 1600, 1, 230/460, 1, 3, *** FOR SUMP PUMP | 0 | P | 6105D SE
BDC023Q | AL | M-A-11-000-002 | 2 | MOTOR | MOTOR, ELECTRIC, QA 0, AC, 1075, 1/2, 230/370, 4.4, MOTOR, ALTERNATING CURRENT; 1/2 HP, 230 VAC, 4.4 AMPS, 7.5MFD/370 VAC | 0 | P | 6105D SE
BEK329Y | AL | M-A-01-000-002 | 2 | MOTOR | MOTOR, TYPICAL, QA 0, MOTOR, STEPPING; 1 OHM, TYPE PJ5F1-41B, PRINTER, GENICOM 3400 *** | 0 | P | 6105D SE
BEK491M | AL | M-A-02-000-002 | 1 | MOTOR | MOTOR, ELECTRIC, QA 0, AC, 1750, 3-1/2, 184T4, 220/440, 3, *** | 0 | P | 6105D SE
BEX521K | AL | M-A-13-000-002 | 8 | MOTOR | MOTOR, ELECTRIC, QA 0, AC, 1075, 1/8, 115, 3.2, CLOCKWISE, MOTOR, ALTERNATING CURRENT; SPLIT CAPACITOR TYPE,0.125 HP,115 VAC, 3.2 | 0 | P | 6105D SE
BFF983E | AL | M-A-11-000-002 | 1 | MOTOR | MOTOR, ELECTRIC, QA 0, AC, 480/575, 1, 213T, 208/460, 6.6-6/3, 3, 1.15, MOTOR, ALTERNATING CURRENT; 3 PH, 1 HP, 208-230/460 VAC, 6.6-6/3 AMP | 0 | P | 6105D SE
BFF984C | AL | M-A-11-000-002 | 1 | MOTOR | MOTOR, ELECTRIC, QA 0, AC, 1425/1725, 5, 184TZ, 208/460, 14-13/7-6.5, 3, 1.15, 40 DEG C, MOTOR, ALTERNATING CURRENT; 3 PH, 5 HP, 208-230/416 | 0 | P | 6105D SE
BFM975E | AL | M-A-11-000-002 | 1 | MOTOR | MOTOR, ELECTRIC, QA 0, AC, 1725/1425, 1/3, 56-4, 230/460, 3, A, 1.35, 40 DEG C, MOTOR, ALTERNATING CURRENT; 3 PH, 1/3 HP, 230/460 VAC, 1725/ | 0 | P | 6105D SE
BFM976C | AL | M-A-11-000-002 | 1 | MOTOR | MOTOR, ELECTRIC, QA 0, AC, 1725/1425, 1/4, 56-4, 230/460, 3, A, 1.35, 40 DEG C, MOTOR, ALTERNATING CURRENT; 3 PH, 1/4 HP, 230/460 VAC, 1725/ | 0 | P | 6105D SE
BFN156E | AL | M-A-13-000-002 | 1 | MOTOR | MOTOR, ELECTRIC, QA 0, AC, 1075, 1, 56Z, 200/230, 6.2, 1, 40 DEG C, *** | 0 | P | 6105D SE
BFT268E | AL | R-A-07-000-002 | 1 | MOTOR | MOTOR, ELECTRIC, QA 1, MOTOR, ALTERNATING CURRENT; 3 PH,5 HP/1.25 HP,460 VAC 7.0/2.7 | 1 | B | 6105D SE
BFX465W | AL | L-A-03-000-002 | 1 | MOTOR | MOTOR, ELECTRIC, QA 0, AC, 1725, 3/4, 56, 230/460, 3, A, 1.25, *** TYPE P, CODE K | 0 | P | 6105D SE
BGB179L | AL | B-A-11-000-002 | 4 | MOTOR | MOTOR, TYPICAL, QA 0, MOTOR, CONTROL; SERVO, FOR TURBINE STOP VALVES *** | 0 | P | 6105D SE
BGC178H | AL | M-A-04-000-002 | 2 | MOTOR | MOTOR, ELECTRIC, QA 0, AC, 120, 0.36, 160 DEG, MOTOR, ALTERNATING CURRENT; 27 WATTS, 120 VAC, 0.36 AMPS, DAMPER | 0 | P | 6105D SE
BGC179F | AL | M-A-04-000-002 | 1 | MOTOR | MOTOR, ELECTRIC, QA 0, AC, 1140, 1, 200/480, 5.5/2.5, 3, B, 60 DEG C, MOTOR, ALTERNATING CURRENT; 3 PH, 1 HP, 200-240/440-480 VAC, 5.5-5/2.5 | 0 | P | 6105D SE
BGC180A | AL | M-A-04-000-002 | 1 | MOTOR | MOTOR, ELECTRIC, QA 0, AC, 1075, M56Y, 200/230, 6.4, 1, B, 65 DEG C, MOTOR, ALTERNATING CURRENT; 1 PH, 200/230 VAC, 6.4 AMPS, 1075 RPM | 0 | P | 6105D SE
BGC181W | AL | M-A-04-000-002 | 1 | MOTOR | MOTOR, ELECTRIC, QA 0, AC, 1725, 10, V256U, 230/460, 26/13, 3, 1.15, *** BLOWER, FOR AIR CONDITIONER MODEL 50M0028-620CC | 0 | P | 6105D SE
BGW314H | TR | - - - - | 1 | MOTOR | MOTOR, ELECTRIC, QA 1, MOTOR, DIRECT CURRENT; 25 FT-LB TORQUE,250 VDC,1900 RPM,CLASS RH | 1 | B | 6105D SE
BGX563N | AL | L-A-04-000-002 | 1 | MOTOR | MOTOR, ELECTRIC, QA 1, AC, 1800, 460, 3, RH, MOTOR, ALTERNATING CURRENT; 3 PH, 460 VAC, 1800 RPM, STARTING TORQUE | 1 | B | 6105D SE
BGY197G | AL | L-A-08-000-002 | 1 | MOTOR | MOTOR, ELECTRIC, QA 0, AC, 3/4, 115/230, 1, *** FORMODEL AD-65 DRYER | 0 | P | 6105D SE
BHD441H | AL | M-A-04-000-002 | 2 | MOTOR | MOTOR, ELECTRIC, QA 3, MOTOR, ALTERNATING CURRENT; 3 PH,7-1/2HP,230-460VAC 18.9/9.5 AMPS,3600 | 3 | P | 6105D SE
BHD442F | AL | M-A-11-000-002 | 1 | MOTOR | MOTOR, ELECTRIC, QA 3, AC, 3490, 15, 254T, 230/460 AC, 36.3/18.2, 3, MOTOR, ALTERNATING CURRENT; 3 PH, 15 HP, 230/460 VAC, 36.3/18.2 AMPS, | 3 | P | 6105D SE
BHF970N | AL | M-A-11-000-002 | 1 | MOTOR | MOTOR, ELECTRIC, QA 0, AC, 1700, 1/8, 230/460, 6.3/3.15, 3, *** FOR ACTUATORS, TYPE PB-2A | 0 | P | 6105D SE
BHJ361M | AL | M-A-03-000-002 | 2 | MOTOR | MOTOR, ELECTRIC, QA 0, AC, 1075, 1/4, 48, 208/230, 1, 1/2 IN, MOTOR, ALTERNATING CURRENT; 1 PH, 1/4 HP, 208/230 VAC, 1075 RPM, FRAME | 0 | P | 6105D SE
BHK665V | AL | T-A-12-000-002 | 2 | MOTOR | MOTOR, ELECTRIC, QA 0, MOTOR, DIRECT CURRENT; 8 VDC, 8 OHMS RESISTANCE, 1.8 DEG ANGLE PER | 0 | P | 6105D SE
BHL278X | AL | L-A-04-000-002 | 1 | MOTOR | MOTOR, ELECTRIC, QA 1, MOTOR, DIRECT CURRENT; 250 VDC, 1900 RPM, STARTING TORQUE 25 FT. LB | 1 | B | 6105D SE
BHP297A | AL | L-A-02-000-002 | 2 | MOTOR | MOTOR, ELECTRIC, QA 1, MOTOR, DIRECT CURRENT; 250 VDC, UNIVERSAL, FOR AIR CIRCUIT BREAKER, | 1 | P | 6105D SE
BHW529M | AL | M-A-03-000-002 | 7 | MOTOR | MOTOR, ELECTRIC, QA 0, AC, 3450, 1/3, 56C, 115/230, 3, 1, 1.15, MOTOR, ALTERNATING CURRENT; TYPE 413L, 1 PH, 1/3 HP, 115/230 VAC, 3 | 0 | P | 6105D SE
BJE034A | AL | L-A-03-000-002 | 1 | MOTOR | MOTOR, ELECTRIC, QA 3, MOTOR, ALTERNATING CURRENT; SYNCHRONOUS, 3 WATTS, 120 VAC,4 RPM *** | 3 | P | 6105D SE
BJE562R | AL | M-A-01-000-002 | 1 | MOTOR | MOTOR, ELECTRIC, QA 0, AC, 1750, 20, S256T, 230/460, 50/25, 3, *** TYPE SC, RIGID MOUNT, FOR CLIMATE CHANGER, MODEL MZ-41 | 0 | P | 6105D SE
BJG329M | AL | P-A-LL-ET0-098 | 2 | MOTOR | MOTOR, ELECTRIC, QA 1, MOTOR, ALTERNATING CURRENT; TYPE P, 3 PH, 1 HP, 460 VAC, 870 RPM | 1 | C | 6105D SE
BJK127J | AL | M-A-04-000-002 | 2 | MOTOR | MOTOR, ELECTRIC, QA 1, MOTOR, ALTERNATING CURRENT; 15 FT LB START TORQUE, 3 FT LBRUN TORQUE | 1 | P | 6105D SE
BJL826J | AL | M-A-03-000-002 | 1 | MOTOR | MOTOR, ELECTRIC, QA 0, AC, 3495, 7-1/2, 184TCHZ, 230/460, 3, *** TIME CONTINUOUS | 0 | P | 6105D SE
BJN457D | AL | M-A-02-000-002 | 2 | MOTOR | MOTOR, ELECTRIC, QA 0, AC, 3450, 1/3, 56C, 115/230, 1, 5/8 IN, A, 1.85, 40 DEG C, MOTOR, ALTERNATING CURRENT; 1 PH, 1/3 HP, 115/230 VAC, 345 | 0 | P | 6105D SE
BJY992D | AL | L-A-07-000-002 | 1 | MOTOR | MOTOR, ELECTRIC, QA 3, MOTOR, ALTERNATING CURRENT; 1 PH, 1/8 HP, 115 VAC, 3450 RPM, FRAME 48 | 3 | P | 6105D SE
BKN704H | AL | L-A-09-000-002 | 4 | MOTOR | MOTOR, ELECTRIC, QA 3, MOTOR, ALTERNATING CURRENT; CAM TIMER *** | 3 | B | 6105D SE
BLH099H | AL | M-A-03-000-002 | 1 | MOTOR | MOTOR, ELECTRIC, QA 1, MOTOR, ALTERNATING CURRENT; ELECTRIC, CLASS H, TYPE RH INSULATION | 1 | P | 6105D SE
BND585R | AL | M-A-11-000-002 | 4 | MOTOR | MOTOR, ELECTRIC, QA 0, AC, 115, *** BED DRIVE, FOR DRYOMATIC DEHUMIDIFIER, MODEL R300 | 0 | P | 6105D SE
BND602M | AL | L-A-11-000-002 | 3 | MOTOR | MOTOR, ELECTRIC, QA 0, AC, 3470, 2, 230/460, 60, 3, MOTOR, ALTERNATING CURRENT; 2 HP, 230/460 VOLTS, 60 HZ, 3470 RPM, 3 | 0 | P | 6105D SE
BNE752V | AL | M-A-13-000-002 | 1 | MOTOR | MOTOR, ELECTRIC, QA 0, DC, 1800, 3, 230/460, *** MODEL 5MR2548NT249EW1 | 0 | P | 6105D SE
BNF399C | AL | L-A-05-000-002 | 1 | MOTOR | MOTOR, ELECTRIC, QA 3, AC, 1785, 250, 5092, 4000, 33.7, 3, B, 1.15, MOTOR, ALTERNATING CURRENT; 3 PHASE, 250 HP, 4000 VAC, 33.7 AMPS, 40 | 3 |  | 6105D SE
BPL195W | AL | M-A-03-000-002 | 1 | MOTOR | MOTOR, ELECTRIC, QA 3, MOTOR, DIRECT CURRENT; 125 VDC, SPRING CHARGING, S/N L115691, FOR | 3 | B | 6105D SE
BPM096G | AL | L-A-15-000-002 | 6 | MOTOR | MOTOR, ELECTRIC, QA 0, AC, 120, *** FOR REPAIR ON HEAT GUN, MODEL 46-021 | 0 | B | 6105D SE
BPM291V | AL | M-A-11-000-002 | 4 | MOTOR | MOTOR, ELECTRIC, QA 0, AC, 1710/840, 2-1/4, 145T, 460, 3-2/1-2, 3, K, 3-8/1-4, MOTOR, ALTERNATING CURRENT; 3 PH, 2.25 HP, 460 VAC, 3-2/1-2 A | 0 | A | 6105D SE
BPM387E | AL | M-A-16-000-002 | 1 | MOTOR | MOTOR, ELECTRIC, QA 0, AC, 1725, 1-1/2, 56HZ, 115/230, 18/9, 60, 1, 7/8 IN DIA X 2-1/4 IN LG, 1.15, COUNTERCLOCKWISE/CLOCKWISE, 1, 40 DEG C | 0 | B | 6105D SE
BPP101J | AL | M-A-11-000-002 | 1 | MOTOR | MOTOR, ELECTRIC, QA 0, AC, 3480, 19.87, C256YM, 230/460, 428/214, 60, 3, B, 1.0, MOTOR, ALTERNATING CURRENT; 3 PHASE, 19.87 HP, 230/460 VAC | 0 | B | 6105D SE
BQM081P | AL | T-A-02-000-002 | 1 | MOTOR | MOTOR, ELECTRIC, QA 1, MOTOR, ALTERNATING CURRENT; 3 PHASE, 460 VAC, 1700 RPM, 2 FT/LB, TYPE | 1 | C | 6105D SE
BRH573R | AL | M-A-08-000-002 | 1 | MOTOR | MOTOR, TYPICAL, QA 3, MOTOR ASSY, RECORDER; CHART DRIVE, FOR MAIN CONTROL 1-RR-90-268 *** | 3 | B | 6695D SE
BRK403A | AL | L-A-11-000-002 | 1 | MOTOR | MOTOR, ELECTRIC, QA 3, MOTOR, ALTERNATING CURRENT; TYPE: CJ4NB, VOLTAGE: 460, AMPS: 1.8/4.4 | 3 | C | 6105D SE
BTA012P | AL | L-A-15-000-002 | 1 | MOTOR | MOTOR, ELECTRIC, QA 0, AC, 1725, 1/3, 56-7, 208, 2, 60, 3, A, MOTOR, ALTERNATING CURRENT; 1/3 HP, FRAME, 56-7, RPM 1725, PHASE 3, CY | 0 | B | 6105D SE
BTB266V | AL | T-A-05-000-002 | 1 | MOTOR | MOTOR, ELECTRIC, QA 0, AC, 1800, 480, 60, 3, 50 DEG C, *** MG 3500. REPAIRED., RISE. SERIAL NO. 3585013101. (ELEVATOR MOTOR | 0 | C | 6105D SE
BTB378G | AL | T-A-05-000-002 | 1 | MOTOR | MOTOR, ELECTRIC, QA 0, AC, 1800, 25, 460, 58, 60, 3, MOTOR, ALTERNATING CURRENT; 25 HP, 460 VOLTS, 58 AMPS, 1800 RPM, 60 | 0 | C | 6105D SE
BTK685X | AL | M-A-09-000-002 | 2 | MOTOR | MOTOR, ELECTRIC, QA 3, MOTOR GEN SET, ; SPECIAL PEN, FOR MODEL 640 RECORDER *** | 3 | B | 6695D SE
BVB797M | AL | M-A-02-000-002 | 1 | MOTOR | MOTOR, ELECTRIC, QA 0, AC, 1725, 5, 184T, 200/460, 15-13.2/6.6, 60, 3, F, 1.5, 40 DEG C, MOTOR, ALTERNATING CURRENT; INDUCTION, SQUIRREL CAG | 0 | B | 6105D SE
BVP439J | AL | T-A-05-000-002 | 1 | MOTOR | MOTOR, TYPICAL, QA 0, MOTOR, HOIST; TYPE 610167F, 25 HP, 780 RPM, FOR ELEVATOR S/N 22003 *** | 0 | C | 3960D SE
BVR275C | AL | L-A-09-000-002 | 4 | MOTOR | MOTOR, TYPICAL, QA 3, ASSEMBLY, , RECORDER, CARRIAGE DRIVE, FOR JYC HR-2500E MODEL 3880 | 3 | B | 6695D SE
BVR305Y | AL | L-A-13-000-002 | 1 | MOTOR | MOTOR, TYPICAL, QA 3, ASSEMBLY, RECORDER; PRINTER DRIVE, FOR JYC HR-2500E MODEL 3880 | 3 | B | 6695D SE
BWL204Q | AL | M-A-02-000-002 | 1 | MOTOR | MOTOR, ELECTRIC, QA 0, AC, 3555, 25, 284TS, 208/460, 57.8/28.9, 60, 3, F, MOTOR, ALTERNATING CURRENT; 25 HP,3555 RPM,60 HZ, SF 1.15, 200-230 | 0 | B | 6105D SE
BWL241H | AL | T-A-01-000-002 | 1 | MOTOR | MOTOR, ELECTRIC, QA 3, MOTOR, ALTERNATING CURRENT; MOTOR, AC, 115 VAC, 6.0W, 4 POLES, FOR | 3 | B | 6105D SE
BXK808N | AL | M-A-02-000-002 | 1 | MOTOR | MOTOR, ELECTRIC, QA 1, MOTOR, ALTERNATING CURRENT; 3/60/460 WITH CLASS B INSULATION, RATED | 1 | B | 6105D SE
BXL544Q | AL | L-A-13-000-002 | 1 | MOTOR | MOTOR, ELECTRIC, QA 0, DC, 240, 40.0 MA, *** FERNSTEUERGERATE TYPE M35-450-1, 720 E/H, FOR GE MAC561 ELECTRIC | 0 | B | 6105D SE
BXL599Y | AL | M-A-04-000-002 | 1 | MOTOR | MOTOR, ELECTRIC, QA 3, MOTOR, ALTERNATING CURRENT; TYPE PM,3 PH,0.75 HP-1780 RPM, 1.88 HP-890 | 3 | B | 6105D SE
BXM273Q | AL | M-A-11-000-002 | 1 | MOTOR | MOTOR, ELECTRIC, QA 1, MOTOR, ALTERNATING CURRENT; 3 PHASE, .33 HP,CLASS H INSULATION | 1 | B | 6105D SE
BXM801T | AL | M-A-02-000-002 | 1 | MOTOR | MOTOR, ELECTRIC, QA 3, MOTOR, ALTERNATING CURRENT; MODEL TBDP,3 PH, 10 HP, 230/460 VAC, 26/13 | 3 | B | 6105D SE
BXN037N | AL | M-A-11-000-002 | 1 | MOTOR | MOTOR, ELECTRIC, QA 0, MOTOR, ALTERNATING CURRENT; TYPE SBDP,3 PH,1 HP, 230/460VAC, 3.7/1.85 | 0 | B | 6105D SE
BXN091G | AL | M-A-13-000-002 | 20 | MOTOR | MOTOR, ELECTRIC, QA 3, MOTOR, ALTERNATING CURRENT; TYPE SC,3 PH,THERMALLY PROTECTED, 1/3 HP | 3 | B | 6105D SE
BXN318P | AL | M-A-02-000-002 | 2 | MOTOR | MOTOR, ELECTRIC, QA 3, MOTOR, ALTERNATING CURRENT; START TORQUE, 80 LB FT,FRAME C215Y,2865 | 3 | B | 6105D SE
BXN650T | AL | M-A-02-000-002 | 1 | MOTOR | MOTOR, ELECTRIC, QA 0, AC, 1745, 7-1/2, 213T, 460, 60, 3, B, 1.15, MOTOR, ALTERNATING CURRENT; 3 HP, 7.5 HP, 460 VAC, 1745 RPM, 60 HZ | 0 | B | 6105D SE
BXT455Q | AL | M-A-01-000-002 | 2 | MOTOR | MOTOR, ELECTRIC, QA 3, MOTOR, ALTERNATING CURRENT; 115 VAC, 9 W, 120 RPM, FOR MODEL M11E-48 | 3 | B | 6105D SE
BYB080K | AL | M-A-11-000-002 | 3 | MOTOR | MOTOR, ELECTRIC, QA 3, MOTOR, ALTERNATING CURRENT; 5 HP, 230/460 VAC, 184T FRAME, 1735 | 3 | B | 6105D SE
CAL984A | AL | L-A-09-000-002 | 1 | MOTOR | MOTOR, ELECTRIC, QA 1, MOTOR, ALTERNATING CURRENT; PACEMAKER, 1750 RPM, 15 HP, 230/480 VAC | 1 | B | 6105D SE
CDF341W | AC | - - - - | 2 | MOTOR | MOTOR, TYPICAL, QA 0, MOTOR, ALTERNATING CURRENT; 5 FOOT POUNDS STARTING TORQUE, 3 PHASE | 0 | B | 6105D SE
CDF345L | AC | - - - - | 1 | MOTOR | MOTOR, TYPICAL, QA 0, MOTOR, ALTERNATING CURRENT; 5.20 HORSEPOWER, 40 FOOT POUNDS STARTING | 0 | B | 6105D SE
CDP307L | AL | M-A-02-000-002 | 2 | MOTOR | MOTOR, ELECTRIC, QA 3, MOTOR, FAN; 3HP, 230/460VOLT, 3485RPM, FRAME 182T, S.F. 1.15 MODEL | 3 | B | 4140U SE
CDT887N | AL | L-A-12-000-002 | 1 | MOTOR | MOTOR, ELECTRIC, QA 1, AC, 1800, 460, 60, 3, RH, SMB-2 OPERATOR, ,STARTING TORQUE 80 FT-LBS, RUNNING TORQUE 16 FT-LBS, WITHOUT T DRAINS | 1 | B | 6105D SE
CDV368A | AL | L-A-13-000-002 | 1 | MOTOR | MOTOR, ELECTRIC, QA 3, MOTOR, ALTERNATING CURRENT; 3/4 HP, 1725 RPM, 230/460 VAC, 3 PHASE, 60 | 3 | B | 6105D SE
CDV409P | AL | L-A-13-000-002 | 1 | MOTOR | MOTOR, ELECTRIC, QA 3, MOTOR, ALTERNATING CURRENT; 3/4 HP, 1725 RPM, 230/460 VAC, FRAME 56 | 3 | B | 6105D SE
CDV462J | AL | L-A-13-000-002 | 2 | MOTOR | MOTOR, ELECTRIC, QA 3, MOTOR, ALTERNATING CURRENT; 1720 RPM, 230/460 VAC, 60 HZ, FRAME 182R2 | 3 | B | 6105D SE
CEH908J | AC | - - - - | 1 | MOTOR | MOTOR, ELECTRIC, QA 3, MOTOR, ELECTRIC; TYPE: DC; VOLTS: 250; RPM: 1900; HP: 1; INSULATION | 3 | B | 6105D SE
CEJ131J | AL | L-A-07-000-002 | 1 | MOTOR | MOTOR, ELECTRIC, QA 3, MOTOR, ELECTRIC; TYPE: AC; VOLTS: 230/460; HERTZ: 60; PHASE: 3; RPM: | 3 | B | 6105D SE
CEL792T | AL | M-A-03-000-002 | 3 | MOTOR | MOTOR, ELECTRIC, QA 1, AC, 1750, 1, 143T, 230/460, 4.1/2.05, 60, 3, TEFC-XT, RH/H, 1.15, 40 DEG C, RPM: 1800 NOMINAL | 1 | B | 6105D SE
CGV259W | AL | L-A-06-000-002 | 1 | MOTOR | MOTOR, ELECTRIC, QA 3, DC, 2500, 3/4, NSS56C, 7.6, TEFC, F3, 1.0, 40 DEG C, VOLTS: 90 VDC, MOUNTING: C FACE WITH REMOVABLE BASE. | 3 | B | 6105D SE
CHT919B | AL | L-A-04-000-002 | 1 | MOTOR | MOTOR, ELECTRIC, QA 0, AC, 1770, 50, 326T, 460, 62, 60, 3, 1.15, 65 DEG C, INS. CLASS H, FOR USE ON SHUTDOWN BOARD CHILLERS | 0 | B | 6105D SE
BPK918K | AL | L-A-09-000-002 | 21 | MOVEMENT | MOVEMENT, GAUGE, QA 3, MOVEMENT, GAGE; STAINLESS STEEL, ROTARY GEARED, SINGLE, RATIO 12 TO | 3 | C | 6695D SE
AEK219D | AL | D-A-08-401-000 | 25 | NAIL | NAIL, METAL, QA 0, 6D, STEEL, CEMENT COATED, DIAMOND, SMOOTH, 10 LB BOXES | 0 |  | 5305J SE
BBT292A | AL | D-A-04-302-004 | 19 | NAIL | NAIL, METAL, QA 0, NAIL SET, ASSORTMENT; C/O 4 SIZES, 0.062, 0.093, 0.125 AND 0.156 IN | 0 |  | 5120M SE
BGT777J | AL | D-A-14-201-000 | 144 | NAIL | NAIL, METAL, QA 0, GUTTER SPIKE, STEEL, *** | 0 |  | 5305J SE
ARA949H | AL | A-A-01-000-001 | 30 | NAMEPLATE | NAMEPLATE, IDENTIFICATION, QA 0, MARKING BLANK, PLASTIC, WHITE | 0 | C | 9905K SE
AWL953L | AL | A-A-01-000-001 | 146 | NAMEPLATE | NAMEPLATE, IDENTIFICATION, QA 0, MARKING BLANK, 3 IN, 3/4 IN, LAMINATED PHENOLIC, WHITE, BLUE, PLATE, MARKING BLANK; LAMINATED PHENOLIC, BLU | 0 | B | 9905K SE
AWR748V | AL | D-A-09-301-006 | 3 | NAMEPLATE | NAMEPLATE, IDENTIFICATION, QA 0, PLATE, IDENTIFICATION; VALVE, FOR OFFGAS CHILLER COMPRESSOR, MODEL | 0 |  | 9905K SE
BBD597N | AL | A-A-01-000-001 | 2 | NAMEPLATE | NAMEPLATE, IDENTIFICATION, QA 3, PLATE, MARKING BLANK; NYLON, BLACK, 1000 EA PER PACKAGE *** | 3 | P | 9905K SE
BGT353H | AL | A-A-01-000-001 | 17 | NAMEPLATE | NAMEPLATE, IDENTIFICATION, QA 3, BLACK, BLANK, , BLACK, FOR HANDSWTICHES ON FANS | 3 | P | 59300 SE
BMB626N | AL | A-A-01-000-001 | 59 | NAMEPLATE | NAMEPLATE, IDENTIFICATION, QA 3, ESCUTCHEON, PLATE; NAMEPLATE, BLANK, WITH BLACK FACE *** | 3 | P | 4710Y SE
BNM581Q | AL | D-A-20-402-005 | 4 | NAMEPLATE | NAMEPLATE, IDENTIFICATION, QA 0, PLATE, IDENTIFICATION; ID PLATES-UP OR DOWN *** | 0 |  | 9905K SE
BNN206F | AL | D-A-20-402-002 | 6 | NAMEPLATE | NAMEPLATE, IDENTIFICATION, QA 0, PLATE, IDENTIFICATION; MARKER PLATE, (TURB STOPVLV CLOS SCRAM TRIP) | 0 |  | 9905K SE
BPD164C | AL | 1-A-25-015-001 | 2 | NAMEPLATE | NAMEPLATE, IDENTIFICATION, QA 0, PLATE, IDENTIFICATION; NAMEPLATE, "PROCEDURE FOR REMOVAL OF EXPLOSION | 0 | B | 9905K SE
BVD217Q | AL | D-A-20-402-002 | 3 | NAMEPLATE | NAMEPLATE, IDENTIFICATION, QA 3, ESCUTCHEON, PLATE; STANDARD, BLANK, FOR SBM SWITCHES | 3 |  | 4710Y SE
BVD227M | AL | D-A-09-302-006 | 10 | NAMEPLATE | NAMEPLATE, IDENTIFICATION, QA 3, ESCUTCHEON, PLATE; TARGET, BLANK, FOR SB SWITCHES *** | 3 |  | 4710Y SE
AWM016H | AL | M-A-06-000-002 | 6 | NAMEPLATE | NAMEPLATE, IDENTIFICATION, QA 0, MARKING BLANK, 42 IN, 36 IN, LAMINATED PHENOLIC, WHITE, YELLOW, PLATE, MARKING BLANK; LAMINATED PHENOLIC, Y | 0 | P | 9905K SE
BBD597N | AL | M-A-09-000-002 | 1100 | NAMEPLATE | NAMEPLATE, IDENTIFICATION, QA 3, PLATE, MARKING BLANK; NYLON, BLACK, 1000 EA PER PACKAGE *** | 3 | P | 9905K SE
BVM170T | AL | T-A-01-000-002 | 20 | NAMEPLATE | NAMEPLATE, IDENTIFICATION, QA 3, NAMEPLATE, LEGEND PLATE; STANDARD, ENGRAVED "START", FOR WESTINGHOUSE | 3 | B | 59300 SE
BWP434N | AL | L-A-02-000-002 | 1 | NAMEPLATE | NAMEPLATE, IDENTIFICATION, QA 3, LEGEND, SWITCH; SINGLE-SECTION, THREE PIECE, WHITE, COLORLESS CAP | 3 | B | 59300 SE
BWP435L | AL | L-A-02-000-002 | 1 | NAMEPLATE | NAMEPLATE, IDENTIFICATION, QA 3, LEGEND, SWITCH; SINGLE-SECTION, THREE PIECE, WHITE, COLORLESS CAP | 3 | B | 59300 SE
BWP499R | AL | L-A-02-000-002 | 2 | NAMEPLATE | NAMEPLATE, IDENTIFICATION, QA 3, LEGEND, SWITCH; SINGLE-SECTION, THREE PIECE, WHITE, COLORLESS CAP | 3 | B | 59300 SE
BWP504W | AL | L-A-02-000-002 | 1 | NAMEPLATE | NAMEPLATE, IDENTIFICATION, QA 3, LEGEND, SWITCH; SINGLE-SECTION, THREE PIECE, WHITE, COLORLESS CAP | 3 | B | 59300 SE
BWP508L | AL | L-A-02-000-002 | 1 | NAMEPLATE | NAMEPLATE, IDENTIFICATION, QA 3, LEGEND, SWITCH; SINGLE-SECTION, THREE PIECE, WHITE, COLORLESS CAP | 3 | B | 59300 SE
BWP544F | AL | L-A-02-000-002 | 1 | NAMEPLATE | NAMEPLATE, IDENTIFICATION, QA 3, LEGEND, SWITCH; SINGLE-SECTION, THREE PIECE, WHITE, COLORLESS CAP | 3 | B | 59300 SE
BWP545D | AL | L-A-02-000-002 | 1 | NAMEPLATE | NAMEPLATE, IDENTIFICATION, QA 3, LEGEND, SWITCH; SINGLE-SECTION, THREE PIECE, WHITE, COLORLESS CAP | 3 | B | 59300 SE
BWP546B | AL | L-A-02-000-002 | 2 | NAMEPLATE | NAMEPLATE, IDENTIFICATION, QA 3, LEGEND, SWITCH; SINGLE-SECTION, THREE PIECE, WHITE, COLORLESS CAP | 3 | B | 59300 SE
CFF537Y | AL | L-A-09-000-002 | 4 | NAMEPLATE | NAMEPLATE, IDENTIFICATION, QA 3, LEGEND, *** 1/2 ROUND LEGEND PLATE: BLACK WITH WHITE LETTERS, LEFT POSITION | 3 | C | 59300 SE
CFK585Y | AL | L-A-09-000-002 | 1 | NAMEPLATE | NAMEPLATE, IDENTIFICATION, QA 3, NAMEPLATE, IDENTIFICATION *** REPLACEMENT FACEPLATE FOR G.E. TYPE SBM | 3 | C | 59300 SE
CFK587T | AL | L-A-09-000-002 | 1 | NAMEPLATE | NAMEPLATE, IDENTIFICATION, QA 3, NAMEPLATE, IDENTIFICATION *** REPLACEMENT FACEPLATE FOR G.E. TYPE SBM | 3 | C | 59300 SE
CFK588Q | AL | L-A-09-000-002 | 1 | NAMEPLATE | NAMEPLATE, IDENTIFICATION, QA 3, NAMEPLATE, IDENTIFICATION *** REPLACEMENT FACEPLATE FOR G.E. TYPE SBM | 3 | C | 59300 SE
CFK589N | AL | L-A-09-000-002 | 1 | NAMEPLATE | NAMEPLATE, IDENTIFICATION, QA 3, NAMEPLATE, IDENTIFICATION *** REPLACEMENT FACEPLATE FOR G.E. TYPE SBM | 3 | C | 59300 SE
BRF334N | AL | L-A-03-000-002 | 2 | NEBULIZER | NEBULIZER, INSTRUMENT, QA 0, NEBULIZER, LABORATORY EQUIPMENT; HIGH SOLIDS NEBULIZER FOR: PLASMA 400 | 0 | B | 6630D SE
ARN850J | AL | A-A-01-000-001 | 2 | NEEDLE | NEEDLE, TYPICAL, QA 0, SYRINGE, 20 GAUGE, 1 IN, STAINLESS STEEL, NEEDLE, HYPODERMIC; HYPODERMIC NEEDLE, STAINLESS STEEL, DISPOSABLE, 20 | 0 | P | 6505C SE
BNQ977F | AL | F-A-04-202-003 | 6 | NEEDLE | NEEDLE, TYPICAL, QA 0, SYRINGE, 25 GAUGE, 5/8 IN, NEEDLE, ; SIZE 25, 5/8 IN LONG, GAS SAMPLE, FOR LUER-LOK HYPODERMIC | 0 |  | 6630D SE
BNQ977F | AL | F-A-10-202-001 | 6 | NEEDLE | NEEDLE, TYPICAL, QA 0, SYRINGE, 25 GAUGE, 5/8 IN, NEEDLE, ; SIZE 25, 5/8 IN LONG, GAS SAMPLE, FOR LUER-LOK HYPODERMIC | 0 |  | 6630D SE
BNQ982N | AL | F-A-10-202-001 | 7 | NEEDLE | NEEDLE, TYPICAL, QA 0, NEEDLE, ; LIQUID SAMPLE, 18G1, 12 PER PACKAGE, FOR POST ACCIDENT | 0 |  | 6630D SE
BVD347B | AL | F-A-10-301-001 | 3 | NEEDLE | NEEDLE, TYPICAL, QA 0, NEEDLE ASSY, PAINT SPRAY GUN; 65 FLUID NEEDLE, FOR THE BRINK MODEL 18 | 0 |  | 5130U SE
ARN850J | AL | T-A-01-000-002 | 19 | NEEDLE | NEEDLE, TYPICAL, QA 0, SYRINGE, 20 GAUGE, 1 IN, STAINLESS STEEL, NEEDLE, HYPODERMIC; HYPODERMIC NEEDLE, STAINLESS STEEL, DISPOSABLE, 20 | 0 | P | 6505C SE
AAW609B | AL | D-A-04-202-002 | 2 | NIPPLE | NIPPLE, TYPICAL, QA 0, 1/8 IN, *** FOR LARSON-LANE CONDENSATE ANALYZER, MODEL CH-16A | 0 |  | 4730P SE
ABY492L | AL | A-A-01-000-001 | 2 | NIPPLE | NIPPLE, CONDUIT, QA 3, CHASE NIPPLE, CONDUIT; COND TYPE ACCOM FIRST END RIGID METALLIC | 3 | P | 5975B SE
AKW071W | AL | D-A-04-202-002 | 9 | NIPPLE | NIPPLE, TYPICAL, QA 0, PUMP, *** PUMP CONNECTING, FOR DEADWEIGHT TESTER, DUAL RANGE, MODEL T-50 | 0 |  | 4730P SE
AKW170F | AL | D-A-04-202-002 | 8 | NIPPLE | NIPPLE, TYPICAL, QA 0, TUBE/INLET, *** INLET TUBE, FOR DEADWEIGHT TESTER, DUAL RANGE, MODEL D-50 S/N 6752 | 0 |  | 4730P SE
AKW970E | AL | D-A-04-202-002 | 14 | NIPPLE | NIPPLE, TYPICAL, QA 0, GLAND/MALE, *** FOR DEADWEIGHT TESTER, DUAL RANGE, MODEL T-50 S/N 6752 | 0 |  | 4730P SE
AQG340F | AL | A-A-01-000-001 | 1 | NIPPLE | NIPPLE, PIPE, QA 1, CLASS 2, NIPPLE, PIPE; LONG, SCHEDULE 80, CARBON STEEL ASME SA 106 GR B K03006 | 1 | C | 4730P SE
ARV375H | AL | D-A-06-102-007 | 2 | NIPPLE | NIPPLE, TYPICAL, QA 0, CYLINDER/GAS, 1/4 IN, 3 IN, BRASS, NIPPLE, GAS CYLINDER; BRASS, 000.250 IN NPT X 003.000 IN LONG, LEFT | 0 |  | 4730P SE
ARY677H | AL | A-A-01-000-001 | 1 | NIPPLE | NIPPLE, PIPE, QA 1, NIPPLE, PIPE; LONG, SCHEDULE 40, CARBON STEEL ASME SA 106 GR B K03006 | 1 | P | 4730P SE
ARY693K | AL | A-A-01-000-001 | 39 | NIPPLE | NIPPLE, PIPE, QA 1, NIPPLE, PIPE; LONG, SCHEDULE 40, CARBON STEEL ASME SA 106 GR B K03006 | 1 | P | 4730P SE
ARY700X | AL | A-A-01-000-001 | 36 | NIPPLE | NIPPLE, PIPE, QA 1, NIPPLE, PIPE; LONG, SCHEDULE 40, CARBON STEEL ASME SA 106 GR B K03006 | 1 | P | 4730P SE
ARY711C | AL | A-A-01-000-001 | 14 | NIPPLE | NIPPLE, PIPE, QA 1, NIPPLE, PIPE; LONG, SCHEDULE 40, CARBON STEEL ASME SA 106 GR B K03006 | 1 | P | 4730P SE
ARY891F | AL | A-A-01-000-001 | 14 | NIPPLE | NIPPLE, PIPE, QA 1, CLASS 2, 2 IN, 4 IN, CS, 80, ASME SA106 GR B, STANDARD MILL FINISH, B36.10M, MNPT, SEAMLESS, ASTM SPEC: A733 | 1 | B | 4730P SE
ARY892D | AL | D-A-04-302-004 | 1 | NIPPLE | NIPPLE, PIPE, QA 1, CLASS 2, NIPPLE, PIPE; SCHEDULE 80, CARBON STEEL, AMSE SA 106 GR B K03006 | 1 | B | 4730P SE
ARY892D | AL | A-A-01-000-001 | 13 | NIPPLE | NIPPLE, PIPE, QA 1, CLASS 2, NIPPLE, PIPE; SCHEDULE 80, CARBON STEEL, AMSE SA 106 GR B K03006 | 1 | B | 4730P SE
ATA037E | AL | A-A-01-000-001 | 14 | NIPPLE | NIPPLE, PIPE, QA 1, NIPPLE, PIPE; LONG, SCHEDULE 40, CARBON STEEL ASME SA 53 GR B K03005 | 1 | P | 4730P SE
ATA038C | AL | A-A-01-000-001 | 27 | NIPPLE | NIPPLE, PIPE, QA 1, CLASS 2, NIPPLE, PIPE; STYLE: LONG, MATERIAL: CARBON STEEL, 1 ST END NOM SIZE: | 1 | P | 4730P SE
AWF577G | AL | D-A-16-201-002 | 3 | NIPPLE | NIPPLE, TYPICAL, QA 0, CYLINDER/GAS, 1/4 IN, 3-1/2 IN, BRASS, NIPPLE, GAS CYLINDER; BRASS, 000.250 NPT X 003.500 INCH LONG, LEFT | 0 |  | 4730P SE
AWF581R | AL | D-A-37-302-001 | 9 | NIPPLE | NIPPLE, TYPICAL, QA 0, CYLINDER/GAS, 0.560 IN, 3-1/2 IN, BRASS, NIPPLE, GAS CYLINDER; BRASS, 000.562- 25 NGO X 003.500 INCH LONG, LEFT | 0 |  | 4730P SE
AWM487J | AL | A-A-01-000-001 | 2 | NIPPLE | NIPPLE, PIPE, QA 0, STEEL, *** FOR REGULATING FLUID PRESSURE VALVE, RANGE 10 TO 700 PSIG, P/N | 0 | P | 6695D SE
AYT087K | AL | D-A-17-302-004 | 26 | NIPPLE | NIPPLE, PIPE, QA 0, 1/2 IN, 1-1/8 IN, CPVC, CLOSE, 80, ASTM F437, *** FIRST END TYPE: THREADED EXTERNAL, SECOND END TYPE: THREADED | 0 |  | 4730P SE
BAX022M | AL | D-A-17-302-005 | 3 | NIPPLE | NIPPLE, PIPE, QA 0, 2 IN, 5-1/2 IN, CARBON STEEL, LONG, 40, ZINC COATED HOT DIP GALV, NIPPLE, PIPE; STYLE: LONG, MATERIAL: CARBON STEEL 1 ST | 0 |  | 4730P SE
BAX031L | AL | D-A-17-302-005 | 20 | NIPPLE | NIPPLE, PIPE, QA 0, 2 IN, 4-1/2 IN, CARBON STEEL, LONG, 40, ZINC COATED HOT DIP GALV, NIPPLE, PIPE; STYLE: LONG, MATERIAL: CARBON STEEL, 1 S | 0 |  | 4730P SE
BCT744T | AL | A-A-01-000-001 | 9 | NIPPLE | NIPPLE, PIPE, QA 0, 1/2 IN, 2-1/2 IN, BRASS, LONG, STANDARD, STANDARD MILL FINISH, MNPT | 0 | P | 4730P SE
BCY254P | AL | D-A-17-302-005 | 15 | NIPPLE | NIPPLE, PIPE, QA 0, 3/8 IN, 2-1/2 IN, STAINLESS STEEL, LONG, 40, AISI 316, STANDARD MILL FINISH, NIPPLE, PIPE; STYLE: LONG, MATERIAL: STAINL | 0 |  | 4730P SE
BDQ541D | AL | D-A-17-302-005 | 8 | NIPPLE | NIPPLE, PIPE, QA 0, 1/8 IN, 2 IN, SS, LONG, 40, ASTM A182 GR F316, NIPPLE, PIPE; STYLE: LONG, MATERIAL: STAINLESS STEEL 1 ST END NOM | 0 |  | 4730P SE
BDV073V | AL | D-A-17-302-002 | 5 | NIPPLE | NIPPLE, PIPE, QA 0, 1 IN, 5 IN, CPVC, LONG, 80, NIPPLE, PIPE; STYLE: LONG, MATERIAL: CPVC, 1 ST END NOM SIZE: 01.000 | 0 |  | 4730P SE
BEJ627V | AL | D-A-04-302-004 | 2 | NIPPLE | NIPPLE, PIPE, QA 1, CLASS 2, NIPPLE, PIPE; LONG, SCHEDULE 80, CARBON STEEL ASME SA 106 GR B K03006 | 1 | C | 4730P SE
BET116C | AL | A-A-01-000-001 | 16 | NIPPLE | NIPPLE, PIPE, QA 0, 1/2 IN, 1-1/8 IN, BRASS, CLOSE, STANDARD MILL FINISH, MNPT | 0 | C | 4730P SE
BET800B | AL | A-A-01-000-001 | 92 | NIPPLE | NIPPLE, CONDUIT, QA 3, RIGID, 1 IN, 2 IN, STEEL, , STYLE REGULAR, NPT, UL, LISTED | 3 | C | 5975B SE
BFD932A | AL | D-A-17-302-002 | 4 | NIPPLE | NIPPLE, PIPE, QA 0, 1-1/2 IN, CPVC, CLOSE, 80, NIPPLE, PIPE; STYLE: CLOSE, MATERIAL: CPVC, 1 ST END NOM SIZE: 01.500 | 0 |  | 4730P SE
BFD938X | AL | D-A-17-302-002 | 1 | NIPPLE | NIPPLE, PIPE, QA 0, 1-1/2 IN, 4 IN, CPVC, LONG, 80, NIPPLE, PIPE; STYLE: LONG, MATERIAL: CPVC, 1 ST END NOM SIZE: 01.500 | 0 |  | 4730P SE
BFD939V | AL | D-A-17-302-002 | 8 | NIPPLE | NIPPLE, PIPE, QA 0, 3/4 IN, CPVC, CLOSE, 80, NIPPLE, PIPE; STYLE: CLOSE, MATERIAL: CPVC, 1 ST END NOM SIZE: 00.750 | 0 |  | 4730P SE
BFD940N | AL | D-A-17-302-002 | 7 | NIPPLE | NIPPLE, PIPE, QA 0, 1 IN, CPVC, CLOSE, 80, NIPPLE, PIPE; STYLE: CLOSE, MATERIAL: CPVC, 1 ST END NOM SIZE: 01.000 | 0 |  | 4730P SE
BFD946Y | AL | D-A-17-302-005 | 4 | NIPPLE | NIPPLE, PIPE, QA 0, 2 IN, 4 IN, CPVC, LONG, 80, NIPPLE, PIPE; STYLE: LONG, MATERIAL: CPVC, 1 ST END NOM SIZE: 02.000 | 0 |  | 4730P SE
BFD947W | AL | D-A-17-302-002 | 5 | NIPPLE | NIPPLE, PIPE, QA 0, 2 IN, 3 IN, CPVC, LONG, 80, NIPPLE, PIPE; STYLE: LONG, MATERIAL: CPVC, 1 ST END NOM SIZE: 02.000 | 0 |  | 4730P SE
BFD948T | AL | D-A-17-302-002 | 6 | NIPPLE | NIPPLE, PIPE, QA 0, 2 IN, CPVC, CLOSE, 80, NIPPLE, PIPE; STYLE: CLOSE, MATERIAL: CPVC, 1 ST END NOM SIZE: 02.000 | 0 |  | 4730P SE
BFD949Q | AL | D-A-17-302-002 | 1 | NIPPLE | NIPPLE, PIPE, QA 0, 1-1/2 IN, 3 IN, CPVC, LONG, 80, NIPPLE, PIPE; STYLE: LONG, MATERIAL: CPVC, 1 ST END NOM SIZE: 01.500 | 0 |  | 4730P SE
BHB330G | AL | D-A-06-102-003 | 1 | NIPPLE | NIPPLE, PIPE, QA 1, CLASS 2, NIPPLE, PIPE; LONG, SCHEDULE 40S, STAINLESS STEEL ASME SA 312 TP 316 | 1 |  | 4730P SE
BHH356K | AL | A-A-01-000-001 | 22 | NIPPLE | NIPPLE, PIPE, QA 0, 1/2 IN, 1-1/2 IN, BRASS, LONG, ** FIRST END TYPE: THREADED EXTERNAL, SECOND END TYPE: THREADED | 0 | C | 4730P SE
BHH865X | AL | D-B-19-202-001 | 5 | NIPPLE | NIPPLE, PIPE, QA 1, CLASS 2, NIPPLE, PIPE; STYLE: HEX LONG, MATERIAL: STAINLESS STEEL, 1 ST END NOM | 1 |  | 4730P SE
BJB866L | AL | A-A-01-000-001 | 6 | NIPPLE | NIPPLE, PIPE, QA 3, NIPPLE, PIPE; HEX, STAINLESS STEEL AISI 316 S31600, END TYPE THREADED | 3 | P | 4730P SE
BJK015L | AL | F-A-02-101-002 | 46 | NIPPLE | NIPPLE, PIPE, QA 1, NIPPLE, PIPE; LONG, SCHEDULE 80S, STAINLESS STEEL ASME SA 312 TP 316 | 1 |  | 4730P SE
BJK018E | AL | F-A-02-101-002 | 4 | NIPPLE | NIPPLE, PIPE, QA 1, CLASS 2, NIPPLE, PIPE; LONG, SCHEDULE 80S, STAINLESS STEEL ASME SA 312 TP 316 | 1 |  | 4730P SE
BJK019C | AL | F-A-02-101-002 | 6 | NIPPLE | NIPPLE, PIPE, QA 1, CLASS 2, NIPPLE, PIPE; LONG, SCHEDULE 80S, STAINLESS STEEL ASME SA 312 TP 316 | 1 |  | 4730P SE
BJK024K | AL | D-A-06-201-002 | 4 | NIPPLE | NIPPLE, PIPE, QA 1, NIPPLE, PIPE; LONG, SCHEDULE 80S, STAINLESS STEEL ASME SA 312 TP 316 | 1 |  | 4730P SE
BJK028B | AL | F-A-02-101-002 | 2 | NIPPLE | NIPPLE, PIPE, QA 1, CLASS 2, NIPPLE, PIPE; LONG, SCHEDULE 80S, STAINLESS STEEL ASME SA 312 TP 316 | 1 |  | 4730P SE
BJK034G | AL | D-A-06-102-003 | 6 | NIPPLE | NIPPLE, PIPE, QA 1, NIPPLE, PIPE; LONG, SCHEDULE 80S, STAINLESS STEEL ASME SA 312 TP 316 | 1 |  | 4730P SE
BJK035E | AL | D-A-06-102-003 | 1 | NIPPLE | NIPPLE, PIPE, QA 1, NIPPLE, PIPE; LONG, SCHEDULE 80S, STAINLESS STEEL ASME SA 312 TP 316 | 1 |  | 4730P SE
BJK036C | AL | F-A-02-101-002 | 4 | NIPPLE | NIPPLE, PIPE, QA 1, NIPPLE, PIPE; LONG, SCHEDULE 80S, STAINLESS STEEL ASME SA 312 TP 316 | 1 |  | 4730P SE
BJK037A | AL | D-A-06-102-003 | 6 | NIPPLE | NIPPLE, PIPE, QA 1, CLASS 2, NIPPLE, PIPE; LONG, SCHEDULE 80S, STAINLESS STEEL ASME SA 312 TP 316 | 1 |  | 4730P SE
BJK041K | AL | F-A-02-101-002 | 6 | NIPPLE | NIPPLE, PIPE, QA 1, CLASS 2, NIPPLE, PIPE; LONG, SCHEDULE 80S, STAINLESS STEEL ASME SA 312 TP 316 | 1 |  | 4730P SE
BJK043F | AL | F-A-02-101-002 | 4 | NIPPLE | NIPPLE, PIPE, QA 1, CLASS 2, NIPPLE, PIPE; LONG, SCHEDULE 80S, STAINLESS STEEL ASME SA 312 TP 316 | 1 |  | 4730P SE
BJK051G | AL | F-A-02-101-002 | 2 | NIPPLE | NIPPLE, PIPE, QA 1, CLASS 2, NIPPLE, PIPE; LONG, SCHEDULE 80S, STAINLESS STEEL ASME SA 312 TP 316 | 1 |  | 4730P SE
BJK052E | AL | F-A-06-202-003 | 4 | NIPPLE | NIPPLE, PIPE, QA 1, CLASS 2, NIPPLE, PIPE; LONG, SCHEDULE 80S, STAINLESS STEEL ASME SA 312 TP 316 | 1 |  | 4730P SE
BJK053C | AL | D-A-15-301-006 | 30 | NIPPLE | NIPPLE, PIPE, QA 1, CLASS 2, NIPPLE, PIPE; LONG, SCHEDULE 80S, STAINLESS STEEL ASME SA 312 TP 316 | 1 |  | 4730P SE
BJK054A | AL | F-A-02-101-002 | 4 | NIPPLE | NIPPLE, PIPE, QA 1, CLASS 2, NIPPLE, PIPE; LONG, SCHEDULE 80S, STAINLESS STEEL ASME SA 312 TP 316 | 1 |  | 4730P SE
BJK060T | AL | D-A-06-102-003 | 6 | NIPPLE | NIPPLE, PIPE, QA 1, CLASS 2, NIPPLE, PIPE; LONG, SCHEDULE 80S, STAINLESS STEEL ASME SA 312 TP 316 | 1 |  | 4730P SE
BJK061D | AL | F-A-02-101-002 | 6 | NIPPLE | NIPPLE, PIPE, QA 1, CLASS 2, NIPPLE, PIPE; LONG, SCHEDULE 80S, STAINLESS STEEL ASME SA 312 TP 316 | 1 |  | 4730P SE
BJK062B | AL | D-B-07-302-002 | 7 | NIPPLE | NIPPLE, PIPE, QA 1, CLASS 2, NIPPLE, PIPE; LONG, SCHEDULE 80S, STAINLESS STEEL ASME SA 312 TP 316 | 1 |  | 4730P SE
BJK069W | AL | F-A-06-202-003 | 6 | NIPPLE | NIPPLE, PIPE, QA 1, CLASS 2, NIPPLE, PIPE; LONG, SCHEDULE 80S, STAINLESS STEEL ASME SA 312 TP 316 | 1 |  | 4730P SE
BJK071A | AL | F-A-06-202-003 | 6 | NIPPLE | NIPPLE, PIPE, QA 1, NIPPLE, PIPE; LONG, SCHEDULE 80S, STAINLESS STEEL ASME SA 312 TP 316 | 1 |  | 4730P SE
BJK077X | AL | F-A-06-202-003 | 6 | NIPPLE | NIPPLE, PIPE, QA 1, NIPPLE, PIPE; LONG, SCHEDULE 80S, STAINLESS STEEL ASME SA 312 TP 316 | 1 |  | 4730P SE
BJK078V | AL | F-A-06-202-003 | 6 | NIPPLE | NIPPLE, PIPE, QA 1, NIPPLE, PIPE; LONG, SCHEDULE 80S, STAINLESS STEEL ASME SA 312 TP 316 | 1 |  | 4730P SE
BJK079R | AL | F-A-06-202-003 | 6 | NIPPLE | NIPPLE, PIPE, QA 1, NIPPLE, PIPE; LONG, SCHEDULE 80S, STAINLESS STEEL ASME SA 312 TP 316 | 1 |  | 4730P SE
BJK080L | AL | F-A-06-202-003 | 6 | NIPPLE | NIPPLE, PIPE, QA 1, NIPPLE, PIPE; LONG, SCHEDULE 80S, STAINLESS STEEL ASME SA 312 TP 316 | 1 |  | 4730P SE
BJK085Y | AL | F-A-06-202-003 | 8 | NIPPLE | NIPPLE, PIPE, QA 1, CLASS 2, NIPPLE, PIPE; LONG, SCHEDULE 80S, STAINLESS STEEL ASME SA 312 TP 316 | 1 |  | 4730P SE
BJK086W | AL | F-A-06-202-003 | 6 | NIPPLE | NIPPLE, PIPE, QA 1, CLASS 2, NIPPLE, PIPE; CLOSE, SCHEDULE 80S, STAINLESS STEEL ASME SA 312 TP 316 | 1 |  | 4730P SE
BJK088Q | AL | F-A-06-202-003 | 4 | NIPPLE | NIPPLE, PIPE, QA 1, CLASS 2, NIPPLE, PIPE; LONG, SCHEDULE 80S, STAINLESS STEEL ASME SA 312 TP 316 | 1 |  | 4730P SE
BJK089N | AL | F-A-06-202-003 | 6 | NIPPLE | NIPPLE, PIPE, QA 1, CLASS 2, NIPPLE, PIPE; LONG, SCHEDULE 80S, STAINLESS STEEL ASME SA 312 TP 316 | 1 |  | 4730P SE
BJK090H | AL | F-A-06-202-003 | 6 | NIPPLE | NIPPLE, PIPE, QA 1, CLASS 2, NIPPLE, PIPE; LONG, SCHEDULE 80S, STAINLESS STEEL ASME SA 312 TP 316 | 1 |  | 4730P SE
BJK094X | AL | D-A-04-202-006 | 6 | NIPPLE | NIPPLE, PIPE, QA 1, CLASS 2, NIPPLE, PIPE; LONG, SCHEDULE 80S, STAINLESS STEEL ASME SA 312 TP 316 | 1 |  | 4730P SE
BJK095V | AL | D-B-07-302-002 | 6 | NIPPLE | NIPPLE, PIPE, QA 1, CLASS 2, NIPPLE, PIPE; LONG, SCHEDULE 80S, STAINLESS STEEL ASME SA 312 TP 316 | 1 |  | 4730P SE
BJK096R | AL | F-A-06-202-003 | 6 | NIPPLE | NIPPLE, PIPE, QA 1, CLASS 2, NIPPLE, PIPE; LONG, SCHEDULE 80S, STAINLESS STEEL ASME SA 312 TP 316 | 1 |  | 4730P SE
BJY126V | AL | D-A-06-102-003 | 4 | NIPPLE | NIPPLE, PIPE, QA 1, CLASS 2, NIPPLE, PIPE; LONG, SCHEDULE 80S, STAINLESS STEEL ASME SA 312 TP 316 | 1 |  | 4730P SE
BJY127R | AL | F-A-02-101-002 | 6 | NIPPLE | NIPPLE, PIPE, QA 1, NIPPLE, PIPE; LONG, SCHEDULE 80S, STAINLESS STEEL ASME SA 312 TP 316 | 1 |  | 4730P SE
BJY129M | AL | F-A-02-101-002 | 8 | NIPPLE | NIPPLE, PIPE, QA 1, CLASS 2, NIPPLE, PIPE; LONG, SCHEDULE 80S, STAINLESS STEEL ASME SA 312 TP 316 | 1 |  | 4730P SE
BJY130G | AL | F-A-02-101-002 | 5 | NIPPLE | NIPPLE, PIPE, QA 1, CLASS 2, NIPPLE, PIPE; LONG, SCHEDULE 80S, STAINLESS STEEL ASME SA 312 TP 316 | 1 |  | 4730P SE
BJY133Y | AL | F-A-02-101-002 | 8 | NIPPLE | NIPPLE, PIPE, QA 1, CLASS 2, NIPPLE, PIPE; LONG, SCHEDULE 80S, STAINLESS STEEL ASME SA 312 TP 316 | 1 |  | 4730P SE
BJY134W | AL | F-A-02-101-002 | 5 | NIPPLE | NIPPLE, PIPE, QA 1, CLASS 2, NIPPLE, PIPE; LONG, SCHEDULE 80S, STAINLESS STEEL ASME SA 312 TP 316 | 1 |  | 4730P SE
BJY137N | AL | F-A-02-101-002 | 50 | NIPPLE | NIPPLE, PIPE, QA 1, CLASS 2, NIPPLE, PIPE; LONG, SCHEDULE 80S, STAINLESS STEEL ASME SA 312 TP 316 | 1 |  | 4730P SE
BLA171H | AL | F-A-04-202-003 | 6 | NIPPLE | NIPPLE, PIPE, QA 0, 1-1/2 IN, 2 IN, BRASS, LONG, STANDARD, STANDARD MILL FINISH, NIPPLE, PIPE; STYLE: LONG, MATERIAL: BRASS, 1 ST END NOM SI | 0 |  | 4730P SE
BLN637Y | AL | F-A-06-202-003 | 1 | NIPPLE | NIPPLE, PIPE, QA 1, NIPPLE, PIPE; PIPE, 0.25 IN MPT, FOR STANDBYDIESEL GENERATOR, MODEL | 1 |  | 2910O SE
BNM899Q | AL | F-A-10-202-001 | 44 | NIPPLE | NIPPLE, PIPE, QA 0, 1.0 IN, 4 IN, ZINC COATED HOT DIP GALV, *** | 0 |  | 4730P SE
BQC735R | AL | A-A-01-000-001 | 4 | NIPPLE | NIPPLE, PIPE, QA 1, CLASS 2, NIPPLE, PIPE; STYLE: LONG, MATERIAL: CARBON STEEL, CLASS: STANDARD | 1 | C | 4730P SE
BQC737M | AL | A-A-01-000-001 | 4 | NIPPLE | NIPPLE, PIPE, QA 1, CLASS 2, NIPPLE, PIPE; STYLE: LONG, MATERIAL: CARBON STEEL, CLASS: STANDARD | 1 | C | 4730P SE
BQJ720K | AL | D-A-29-301-003 | 3 | NIPPLE | NIPPLE, PIPE, QA 1, CLASS 2, 1/2 IN, 3 IN, SS, HEX LONG, ASME SA479 TP 316, NIPPLE, PIPE; STYLE: MALE HEX LONG, MATERIAL: STAINLESS STEEL, 1 | 1 |  | 4730P SE
BQJ720K | AL | F-A-02-101-002 | 10 | NIPPLE | NIPPLE, PIPE, QA 1, CLASS 2, 1/2 IN, 3 IN, SS, HEX LONG, ASME SA479 TP 316, NIPPLE, PIPE; STYLE: MALE HEX LONG, MATERIAL: STAINLESS STEEL, 1 | 1 |  | 4730P SE
BQJ750A | AL | F-A-02-101-002 | 3 | NIPPLE | NIPPLE, PIPE, QA 1, CLASS 2, NIPPLE, PIPE; STYLE: MALE HEX LONG, MATERIAL: STAINLESS STEEL, 1 ST | 1 |  | 4730P SE
BVA914H | AL | F-A-02-101-002 | 4 | NIPPLE | NIPPLE, PIPE, QA 0, 1 IN, 2-1/2 IN, STAINLESS STEEL, LONG, 40S, ASTM A312 GR 316, NIPPLE, PIPE; STYLE: LONG, MATERIAL: STAINLESS STEEL, 1 ST | 0 |  | 4730P SE
BVA994Q | AL | F-A-06-202-003 | 6 | NIPPLE | NIPPLE, PIPE, QA 0, 1-1/2 IN, 1-3/4 IN, STAINLESS STEEL, CLOSE, 40S, ASTM A312 GR 316, NIPPLE, PIPE; STYLE: CLOSE, MATERIAL: STAINLESS STEEL | 0 |  | 4730P SE
BVB002G | AL | F-A-02-101-002 | 5 | NIPPLE | NIPPLE, PIPE, QA 0, 1-1/4 IN, 3 IN, STAINLESS STEEL, LONG, 40S, ASTM A312 GR 316, NIPPLE, PIPE; STYLE: LONG, MATERIAL: STAINLESS STEEL, 1 ST | 0 |  | 4730P SE
BVB053X | AL | F-A-06-202-003 | 4 | NIPPLE | NIPPLE, PIPE, QA 0, 1-1/2 IN, 3-1/2 IN, STAINLESS STEEL, LONG, 40S, ASTM A312 GR 316, NIPPLE, PIPE; STYLE: LONG, MATERIAL: STAINLESS STEEL | 0 |  | 4730P SE
BVB058K | AL | F-A-06-202-003 | 4 | NIPPLE | NIPPLE, PIPE, QA 0, 1-1/2 IN, 5 IN, STAINLESS STEEL, LONG, 40S, ASTM A312 GR 316, NIPPLE, PIPE; STYLE: LONG, MATERIAL: STAINLESS STEEL, 1 ST | 0 |  | 4730P SE
BVB434T | AL | D-A-32-302-004 | 12 | NIPPLE | NIPPLE, PIPE, QA 0, 1 IN, 1-1/2 IN, CPVC, CLOSE, 80, NIPPLE, PIPE; STYLE: CLOSE, MATERIAL: CPVC, 1 ST END NOM SIZE: 01.000 | 0 |  | 4730P SE
BVB806G | AL | D-A-06-201-002 | 5 | NIPPLE | NIPPLE, PIPE, QA 0, 3/4 IN, 3 IN, STAINLESS STEEL, HEX LONG, ASME SA182 GR F316, NIPPLE, PIPE; STYLE: HEX, MATERIAL: STAINLESS STEEL, 1 ST E | 0 |  | 4730P SE
BVC333V | AL | F-A-02-101-002 | 12 | NIPPLE | NIPPLE, PIPE, QA 0, 1/4 IN, 4 IN, SS, HEX LONG, ASME SA182 GR F316, NIPPLE, PIPE; STYLE: LONG, MATERIAL: STAINLESS STEEL, 1 ST END NOM | 0 |  | 4730P SE
BVC340A | AL | F-A-02-101-002 | 6 | NIPPLE | NIPPLE, PIPE, QA 0, 3/8 IN, 2-1/2 IN, STAINLESS STEEL, HEX LONG, ASME SA182 GR F316, NIPPLE, PIPE; STYLE: LONG, MATERIAL: STAINLESS STEEL, 1 | 0 |  | 4730P SE
BVD248D | AL | F-A-02-101-002 | 3 | NIPPLE | NIPPLE, PIPE, QA 0, 1/2 IN, STAINLESS STEEL, HEX LONG, ASME SA182 GR F316, NIPPLE, PIPE; STYLE: LONG, MATERIAL: STAINLESS STEEL, 1 ST END NO | 0 |  | 4730P SE
BWB149K | AL | A-A-01-000-001 | 20 | NIPPLE | NIPPLE, PIPE, QA 3, NIPPLE, PIPE; STYLE: CLOSE, MATERIAL: BRASS, 1 ST END NOM SIZE: 00.375 | 3 | B | 4730P SE
BWN271X | AL | D-A-10-301-000 | 109 | NIPPLE | NIPPLE, PIPE, QA 3, 1-1/4 IN, 3 IN, CS, LONG, 40, ASTM A733, ZINC COATED HOT DIP GALV, SEAMLESS | 3 |  | 4730P SE
CAX761G | AL | D-A-04-401-002 | 2 | NIPPLE | NIPPLE, PIPE, QA 1, CLASS 2, 3/4 X 1/2, SS, MALE HEX, ASME SA479 TP 316, STANDARD MILL FINISH, MNPT | 1 |  | 4730P SE
CBE654Q | AL | F-A-02-101-002 | 4 | NIPPLE | NIPPLE, PIPE, QA 1, CLASS 2, 1/2 IN, 3-1/2 IN, STAINLESS STEEL, 80S, ASME SA312 TP 316, STANDARD MILL FINISH, EXTERNAL NPT, SEAMLESS, ASTM A | 1 |  | 4730P SE
CBH894L | AL | F-A-06-202-005 | 1 | NIPPLE | NIPPLE, PIPE, QA 3, NIPPLE, PIPE; STYLE: LONG, MATERIAL: STAINLESS STEEL, 1 ST END NOM | 3 |  | 4730P SE
CBH894L | AL | F-A-06-202-003 | 3 | NIPPLE | NIPPLE, PIPE, QA 3, NIPPLE, PIPE; STYLE: LONG, MATERIAL: STAINLESS STEEL, 1 ST END NOM | 3 |  | 4730P SE
CBH896G | AL | F-A-06-202-003 | 1 | NIPPLE | NIPPLE, PIPE, QA 3, NIPPLE, PIPE; STYLE: CLOSE, MATERIAL: STAINLESS STEEL, 1 ST END NOM | 3 |  | 4730P SE
ABY492L | AL | M-A-08-000-002 | 144 | NIPPLE | NIPPLE, CONDUIT, QA 3, CHASE NIPPLE, CONDUIT; COND TYPE ACCOM FIRST END RIGID METALLIC | 3 | P | 5975B SE
ACG287P | AL | L-A-01-000-002 | 1 | NIPPLE | NIPPLE, PIPE, QA 0, 1/2 IN, 1-1/8 IN, CS, CLOSE, X STRONG, ASTM A106 GR B, BLACK, NIPPLE, PIPE; STYLE: CLOSE, MATERIAL: CARBON STEEL, 1 ST E | 0 | C | 4730P SE
ADG167V | AL | A-A-01-000-002 | 10 | NIPPLE | NIPPLE, PIPE, QA 0, 1/2 IN, 1-1/2 IN, IRON, LONG, ZINC COATED HOT DIP GALV, *** CONNECTION: MNPT; RATING: 150 LB | 0 | P | 4730P SE
AEG366F | AL | L-A-09-000-002 | 1 | NIPPLE | NIPPLE, PIPE, QA 0, 3 IN, 3 IN, CARBON STEEL, LONG, ASTM A53 GR B, ZINC COATED HOT DIP GALV, *** CONNECTION: MNPT; RATING: 150 LB | 0 | P | 4730P SE
ARY693K | AL | M-A-04-000-002 | 1 | NIPPLE | NIPPLE, PIPE, QA 1, NIPPLE, PIPE; LONG, SCHEDULE 40, CARBON STEEL ASME SA 106 GR B K03006 | 1 | P | 4730P SE
ARY711C | AL | M-A-02-000-002 | 10 | NIPPLE | NIPPLE, PIPE, QA 1, NIPPLE, PIPE; LONG, SCHEDULE 40, CARBON STEEL ASME SA 106 GR B K03006 | 1 | P | 4730P SE
ATA053G | AL | M-A-04-000-002 | 10 | NIPPLE | NIPPLE, PIPE, QA 1, NIPPLE, PIPE; LONG, SCHEDULE 40, CARBON STEEL ASME SA 53 GR B K03005 | 1 | P | 4730P SE
ATA133V | AL | M-A-16-000-002 | 103 | NIPPLE | NIPPLE, PIPE, QA 1, CLASS 2, NIPPLE, PIPE; STYLE: CLOSE, MATERIAL: CARBON STEEL, 1 ST END NOM SIZE: | 1 | B | 4730P SE
ATA148E | AL | M-A-16-000-002 | 22 | NIPPLE | NIPPLE, PIPE, QA 1, NIPPLE, PIPE; SCHEDULE 80, CARBON STEEL, ASME SA 106 GRADE B K03006 | 1 | B | 4730P SE
ATA154K | AL | M-A-02-000-002 | 30 | NIPPLE | NIPPLE, PIPE, QA 1, NIPPLE, PIPE; CLOSE, SCHEDULE 80, CARBON STEEL ASME SA 106 GR B | 1 | C | 4730P SE
BAG495M | AL | L-A-09-000-002 | 2 | NIPPLE | NIPPLE, PIPE, QA 0, 1-1/2 IN, 3 IN, BRASS, LONG, STANDARD, NIPPLE, PIPE; STYLE: LONG, MATERIAL: BRASS, 1 ST END NOM SIZE: 01.500 | 0 | P | 4730P SE
BBQ967N | AL | L-A-09-000-002 | 3 | NIPPLE | NIPPLE, PIPE, QA 3, NIPPLE, PIPE; INST. PIPE, HEX, BRASS, OUTSIDE STANDARD MILL FINISH | 3 | B | 4730P SE
BCT744T | AL | L-A-09-000-002 | 2 | NIPPLE | NIPPLE, PIPE, QA 0, 1/2 IN, 2-1/2 IN, BRASS, LONG, STANDARD, STANDARD MILL FINISH, MNPT | 0 | P | 4730P SE
BEJ592L | AL | L-A-09-000-002 | 25 | NIPPLE | NIPPLE, PIPE, QA 1, CLASS 2, NIPPLE, PIPE; LONG, SCHEDULE 80, CARBON STEEL ASME SA 106 GR B K03006 | 1 | C | 4730P SE
BEJ593J | AL | L-A-09-000-002 | 27 | NIPPLE | NIPPLE, PIPE, QA 1, CLASS 2, NIPPLE, PIPE; LONG, SCHEDULE 80, CARBON STEEL ASME SA 106 GR B K03006 | 1 | C | 4730P SE
BEJ594G | AL | L-A-09-000-002 | 27 | NIPPLE | NIPPLE, PIPE, QA 1, CLASS 2, NIPPLE, PIPE; LONG, SCHEDULE 80, CARBON STEEL ASME SA 106 GR B K03006 | 1 | C | 4730P SE
BEJ595E | AL | L-A-09-000-002 | 26 | NIPPLE | NIPPLE, PIPE, QA 1, NIPPLE, PIPE; SCHEDULE 80, CARBON STEEL, ASME SA 106, GR B K03006 | 1 | P | 4730P SE
BEJ596C | AL | L-A-09-000-002 | 4 | NIPPLE | NIPPLE, PIPE, QA 1, CLASS 2, NIPPLE, PIPE; LONG, SCHEDULE 80, CARBON STEEL ASME SA 106 GR B K03006 | 1 | C | 4730P SE
BEJ597A | AL | L-A-09-000-002 | 29 | NIPPLE | NIPPLE, PIPE, QA 1, CLASS 2, NIPPLE, PIPE; LONG, SCHEDULE 80, CARBON STEEL ASME SA 106 GR B K03006 | 1 | C | 4730P SE
BEJ600W | AL | L-A-09-000-002 | 26 | NIPPLE | NIPPLE, PIPE, QA 1, CLASS 2, NIPPLE, PIPE; LONG, SCHEDULE 80, CARBON STEEL ASME SA 106 GR B K03006 | 1 | C | 4730P SE
BEJ610Q | AL | L-A-09-000-002 | 5 | NIPPLE | NIPPLE, PIPE, QA 1, CLASS 2, 1/4 IN, 4-1/2 IN, CS, LONG, 80, ASME SA106 GR B/ASTM A733, BLACK, B36.10, NIPPLE, PIPE; LONG, SCHEDULE 80, CARB | 1 | C | 4730P SE
BEJ611B | AL | L-A-09-000-002 | 25 | NIPPLE | NIPPLE, PIPE, QA 1, CLASS 2, 1/4 IN, 5 IN, CS, LONG, 80, ASME SA106 GR B/ASTM A733, BLACK, B36.10, NIPPLE, PIPE; LONG, SCHEDULE 80, CARBON S | 1 | C | 4730P SE
BEJ617Y | AL | L-A-09-000-002 | 26 | NIPPLE | NIPPLE, PIPE, QA 1, CLASS 2, NIPPLE, PIPE; LONG, SCHEDULE 80, CARBON STEEL ASME SA 106 GR B K03006 | 1 | C | 4730P SE
BEJ643X | AL | L-A-09-000-002 | 1 | NIPPLE | NIPPLE, PIPE, QA 1, CLASS 2, NIPPLE, PIPE; STYLE: LONG, MATERIAL: CARBON STEEL, 1 ST END NOM SIZE: | 1 | C | 4730P SE
BEJ647M | AL | L-A-09-000-002 | 17 | NIPPLE | NIPPLE, PIPE, QA 1, CLASS 2, 1-1/4 IN, 5 IN, CS, LONG, 80, ASME SA106 GR B, BLACK, B36.10, NIPPLE, PIPE; STYLE: LONG, MATERIAL: CARBON STEEL | 1 | C | 4730P SE
BET807H | AL | L-A-03-000-002 | 11 | NIPPLE | NIPPLE, CONDUIT, QA 3, NIPPLE, ELECTRICAL CONDUIT; STEEL, GALVANIZED ZINC, TRADE SIZE 2.0 IN | 3 | P | 5975B SE
BGP742M | AL | L-A-09-000-002 | 5 | NIPPLE | NIPPLE, PIPE, QA 0, 1/4 IN, 3 IN, SS, LONG, AISI 304, ** FIRST END TYPE: THREADED EXTERNAL, SECOND END TYPE: THREADED | 0 | C | 4730P SE
BNP982V | AL | M-A-06-000-002 | 5 | NIPPLE | NIPPLE, PIPE, QA 3, NIPPLE, PIPE; 0.5 IN, ITEM 5, FOR VIKING VALVES, ON MODEL C-1 AS SHOWN | 3 | P | 4730P SE
BVA079G | AL | L-A-09-000-002 | 3 | NIPPLE | NIPPLE, PIPE, QA 1, CLASS 2, NIPPLE, PIPE; STYLE: LONG, MATERIAL: STAINLESS STEEL, 1 ST END NOM | 1 | C | 4730P SE
BVB047Q | AL | L-A-09-000-002 | 2 | NIPPLE | NIPPLE, PIPE, QA 0, 1-1/2 IN, 3 IN, STAINLESS STEEL, LONG, 40S, ASTM A312 GR 316, NIPPLE, PIPE; STYLE: LONG, MATERIAL: STAINLESS STEEL, 1 ST | 0 | C | 4730P SE
BVC421Y | AL | L-A-09-000-002 | 1 | NIPPLE | NIPPLE, PIPE, QA 0, 1/2 IN, 6 IN, STAINLESS STEEL, HEX LONG, ASME SA182 GR F316, NIPPLE, PIPE; STYLE: LONG, MATERIAL: STAINLESS STEEL, 1 ST | 0 | C | 4730P SE
CAM971E | AL | L-A-09-000-002 | 1 | NIPPLE | NIPPLE, PIPE, QA 1, CLASS 2, 1 IN, 5 IN, CS, 80, ASME SA106 GR B, STANDARD MILL FINISH, B36.10M, MNPT, SEAMLESS, ASTM A733 | 1 | D | 4730P SE
CAT237H | AL | L-A-09-000-002 | 2 | NIPPLE | NIPPLE, CONDUIT, QA 3, CHASE, 4 IN, MALLEABLE IRON | 3 | C | 5975B SE
CDL301G | AL | L-A-09-000-002 | 1 | NIPPLE | NIPPLE, PIPE, QA 3, NIPPLE, PIPE; STYLE: CLOSE, MATERIAL: CARBON STEEL, 1 ST END NOM SIZE: | 3 | C | 4730P SE
CEA612B | AL | M-A-08-000-002 | 1 | NIPPLE | NIPPLE, PIPE, QA 2, NIPPLE, PIPE; CLOSE, 1/2 INCH NPT, BRASS, FOR 6 INCH-2W MDF VALVE | 2 | C | 4730P SE
BLT622P | AL | D-A-06-201-002 | 2 | NOSE | NOSE, TYPICAL, QA 3, NOSE, ; PLUNGER NOSE, TO FIT A 3 IN STAR VALVE *** | 3 |  | 4210N SE
BRR817E | AL | A-A-01-000-001 | 11 | NOTCHER | NOTCHER, TOOL, QA 0, NOTCHER, HAND; FOR MAKING 31 DEG "V" SHAPE CUTS IN SHEET METAL,8 INCH | 0 | C | 5120M SE
AEJ470M | AL | 1-A-03-000-001 | 1 | NOZZLE | NOZZLE, VALVE, QA 1, NOZZLE, VALVE; FOR WH 3/4-RV54SWB RELIEF VALVE, SPIN GAVBSRAA, G SPEC | 1 | C | 48200 SE
ARM536J | AL | 1-B-14-000-001 | 1 | NOZZLE | NOZZLE, VALVE, QA 1, NOZZLE, VALVE; FOR 000.750-RV52SWB AUX RELIEF VALVE, SPIN GAVBSRAC | 1 | P | 48200 SE
ATK558C | AL | A-A-01-000-001 | 1 | NOZZLE | NOZZLE, VALVE, QA 1, NOZZLE, VALVE; STEEL, PC 2, FOR SAFETY VALVE, STYLE HB-86-BP, TYPE E | 1 | P | 48200 SE
AVJ662G | AL | A-A-01-000-001 | 1 | NOZZLE | NOZZLE, VALVE, QA 0, NOZZLE, VALVE; STEEL, ONE END THREADED, OTHER END FLANGED, FOR | 0 | P | 48200 SE
AWD142Y | AL | A-A-01-000-001 | 1 | NOZZLE | NOZZLE, VALVE, QA 1, STEEL, DWG REF 3, FOR SAFETY RELIEF VALVE, 000.750 X | 1 | P | 48200 SE
AWY001H | AL | A-A-01-000-001 | 1 | NOZZLE | NOZZLE, VALVE, QA 0, NOZZLE, VALVE; STEEL, FOR 4X6 SAFETY RELIEF VALVE, MODEL D32P, ORIFICE | 0 | P | 48200 SE
AYV056R | AL | D-A-30-301-002 | 4 | NOZZLE | NOZZLE, MECHANICAL, QA 0, NOZZLE, FIRE PROTECTION; BRASS, 0.75" MALE NPT THREADS, FOR FIRE | 0 |  | 4210N SE
BBE318G | AL | D-A-24-202-006 | 3 | NOZZLE | NOZZLE, MECHANICAL, QA 0, SPRAY, 1-1/2 IN, BRASS, FNPT, MULTIPLE FULL CONE, NOZZLE, SPRAY,FLUID EMULSION; BRASS, MULTIPLE FULL CONE SPRAY, 1 | 0 | P | 4730P SE
BDP974J | AL | A-A-01-000-001 | 2 | NOZZLE | NOZZLE, MECHANICAL, QA 0, NOZZLE, WASH FOUNTAIN; SPRAYHEAD, FOR PORTABLE WATER WASH FOUNTAINS | 0 | P | 4710W SE
BLE532N | AL | F-A-04-202-001 | 1 | NOZZLE | NOZZLE, MECHANICAL, QA 3, JET, ; IRON BODY, 3/4 IN NPT INTERNAL THREADS, SUCTION AND DISCHARGE | 3 |  | 4320U SE
BLF421T | AL | D-A-29-301-001 | 77 | NOZZLE | NOZZLE, MECHANICAL, QA 3, SPRAY, 1 IN, FNPT, 0.39 IN, NOZZLE, ; CAST TYPE, FEMALE CONNECTION, .390 IN ORIFICE, SQUARE SPRAY, | 3 |  | 4210N SE
BLR454P | AL | F-A-08-301-001 | 2 | NOZZLE | NOZZLE, MECHANICAL, QA 0, WET, 2-1/2 IN, 14 IN, NOZZLE, ; WET, 2-1/2 IN DIA X 14 IN LONG, ATTACHMENT, FOR HEPA VACUUM. | 0 |  | 79101 SE
BLR455M | AL | D-A-10-201-000 | 12 | NOZZLE | NOZZLE, MECHANICAL, QA 0, DRY, 2-1/2 IN, 14 IN, NOZZLE, ; DRY, 2-1/2 IN DIA X 14 IN LONG ATTACHMENT, FOR HEPA VACUUM. | 0 |  | 79101 SE
BNC307W | AL | F-A-10-202-001 | 24 | NOZZLE | NOZZLE, MECHANICAL, QA 3, NOZZLE, SPRAY,LIQUID; SCREWED, BRASS, 0.75 IN MALE THREADED PIPE CONN | 3 |  | 46109 SE
BPT268W | AL | A-A-01-000-001 | 1 | NOZZLE | NOZZLE, VALVE, QA 1, NOZZLE, VALVE; ASME SA-479, TYPE 316 OR ASTM A638 GR. 660, FOR WH-3 | 1 | C | 48200 SE
BQT625Q | AL | F-A-27-101-000 | 171 | NOZZLE | NOZZLE, MECHANICAL, QA 3, NOZZLE, SPRAY,LIQUID; BRASS, NON-AUTOMATIC FIXED PATTER, 0.5 IN | 3 | B | 46109 SE
BTE315R | PR | N-A-08-000-000 | 1 | NOZZLE | NOZZLE, STEAM, QA 0, NOZZLE, PRIM,STEAM TURBINE; 1ST STAGE, TOP AND BOTTOM, FOR STEAM | 0 | N | 2825G SE
BTQ619H | AL | F-A-11-301-000 | 15 | NOZZLE | NOZZLE, MECHANICAL, QA 0, NOZZLE, CIRCUIT BREAKER; CONTACT, MOVING, FOR INTERRUPTER HEAD | 0 | B | 5925B SE
BVD315Q | AL | F-A-02-101-001 | 4 | NOZZLE | NOZZLE, AIR, QA 0, NOZZLE, PAINT SPRAY GUN; 63B FLUID X 63PB AIR NOZZLE, TYPE: PE, CARBON | 0 |  | 5130U SE
BVD316N | AL | F-A-08-302-006 | 3 | NOZZLE | NOZZLE, AIR, QA 0, NOZZLE, PAINT SPRAY GUN; 66 FLUID X 66SD AIR NOZZLE, CARBON STEEL | 0 |  | 5130U SE
BWH158K | AL | F-A-08-301-001 | 2 | NOZZLE | NOZZLE, MECHANICAL, QA 3, NOZZLE, POSITIONER; SPRAY NOZZLES, SCREWED, BRASS, 1/2" NPT MALE | 3 |  | 6695D SE
BWH779J | AL | E-A-16-C03-H01 | 12 | NOZZLE | NOZZLE, MECHANICAL, QA 0, COMP., FOR POWER CIRCUIT BREAKER, TYPE DR36SC1750D | 0 | C | 5925B SE
BXM906C | AL | F-A-16-102-000 | 2 | NOZZLE | NOZZLE, VALVE, QA 1, CLASS 2, NOZZLE, VALVE; ASME SA-182 GR. F316, FOR A 6 X 10 TYPE 3787 DRESSER | 1 | C | 48200 SE
CAJ960E | AL | A-A-01-000-001 | 15 | NOZZLE | NOZZLE, MECHANICAL, QA 3, NOZZLE, FIRE HOSE,WATER; BRASS, 125 GPM, 9 THREADS PER INCH, 1.5 IN | 3 | B | 4210N SE
CKC905K | PR | N-A-13-048-000 | 1 | NOZZLE | NOZZLE, TURBINE/SET, QA 0, BLOCK, BOLTED, 1, RT1606-D, WESTINGHOUSE, 150, KIF 1-4, SHF 1-10, SS, 47W408-13, DIFFUSION, AISI 403, REFURBISHED | 0 | C | 2825G SE
AEJ370R | AL | M-A-08-000-002 | 2 | NOZZLE | NOZZLE, VALVE, QA 1, NOZZLE, VALVE; FOR WH 3-RV56LWB RELIEF VALVE, SPIN GAVASRAD, E | 1 | P | 48200 SE
AFN010L | AL | L-A-13-000-002 | 1 | NOZZLE | NOZZLE, MECHANICAL, QA 0, NOZZLE, CIRCUIT BREAKER; FOR STATIC STARTING SUPPLY EQUIPMENT, ON | 0 | C | 5925B SE
ANF793F | AL | T-A-02-000-002 | 1 | NOZZLE | NOZZLE, MECHANICAL, QA 2, NOZZLE, ; SPRAY, FOR WH PRESSURIZER DWG 681J281G01, SPIN RCPCPR *** | 2 | P | 4470C SE
APV935H | AL | L-A-09-000-002 | 6 | NOZZLE | NOZZLE, AIR, QA 0, NOZZLE ASSY, PUMP; INSERT, FOR TRANSMITTER, PRESSURE, DIFFERENTIAL | 0 | P | 6695D SE
ATK558C | AL | M-A-16-000-002 | 1 | NOZZLE | NOZZLE, VALVE, QA 1, NOZZLE, VALVE; STEEL, PC 2, FOR SAFETY VALVE, STYLE HB-86-BP, TYPE E | 1 | P | 48200 SE
ATN688F | AL | T-A-02-000-002 | 9 | NOZZLE | NOZZLE, VALVE, QA 1, CLASS 2, NOZZLE, VALVE; STEEL, FLEXI, ITEM 2, FOR SAFETY VALVE, SIZE 6 X 10 IN | 1 | C | 48200 SE
AVC198E | AL | L-A-09-000-002 | 3 | NOZZLE | NOZZLE, MECHANICAL, QA 0, SAND BLAST, 1/4 IN, 5-1/4 IN, TUNGSTEN CARBIDE, NOZZLE, SAND BLAST; MATERIAL: TUNGSTEN CARBIDE, INSIDE DIAMETER: | 0 | B | 4730P SE
AVY108E | AL | M-A-16-000-002 | 1 | NOZZLE | NOZZLE, VALVE, QA 1, NOZZLE, VALVE; STEEL, DWG ITEM 3, FOR 000.750 X001.000 IN SAFETY | 1 | P | 48200 SE
AWJ268E | AL | M-A-01-000-002 | 1 | NOZZLE | NOZZLE, VALVE, QA 1, NOZZLE, VALVE; STAINLESS STEEL, REF 3,F OR 000.750 X 001.000 IN SAFETY | 1 | P | 48200 SE
BAH834L | AL | M-A-01-000-002 | 2 | NOZZLE | NOZZLE, MECHANICAL, QA 0, NOZZLE, FIRE HOSE,DRY CHEM; MALE, FORAY, FOR DRY POWDER FIRE | 0 | P | 4210N SE
BTQ619H | AL | M-A-01-000-002 | 5 | NOZZLE | NOZZLE, MECHANICAL, QA 0, NOZZLE, CIRCUIT BREAKER; CONTACT, MOVING, FOR INTERRUPTER HEAD | 0 | B | 5925B SE
BVG970K | AL | L-A-09-000-002 | 1 | NOZZLE | NOZZLE, VALVE, QA 3, NOZZLE, POSITIONER; ELECTROPNEUMATIC VALVE, MATERIAL TYPE BRASS, FOR | 3 | B | 6695D SE
BWL854F | AL | L-A-09-000-002 | 12 | NOZZLE | NOZZLE, MECHANICAL, QA 0, JET, FLOW METER; SUPPLY, FOR FLOW METER *** | 0 | B | 6695D SE
BXM906C | AL | T-A-04-000-002 | 2 | NOZZLE | NOZZLE, VALVE, QA 1, CLASS 2, NOZZLE, VALVE; ASME SA-182 GR. F316, FOR A 6 X 10 TYPE 3787 DRESSER | 1 | C | 48200 SE
ABD551N | AL | D-A-02-102-005 | 6 | NUT | NUT, TYPICAL, QA 0, PACKING NUT, ; PACKING, BRZ, ITEM 0, FOR 5 IN FIRE HYDRANT, DWG | 0 |  | 4730P SE
ACA766A | AC | - - - - | 1 | NUT | NUT, TYPICAL, QA 0, TURBINE, 6.0 IN, *** FOR VARIOUS LOCATIONS ON TURBINE, S/N 170X374, 170X375, 170X425 | 0 | P | 2825G SE
AEF108C | AL | D-A-18-402-001 | 2 | NUT | NUT, TYPICAL, QA 0, PUMP, *** THRUST, SHAFT SLEEVE COMPRESSION, FOR 16 IN X HVCN REACTOR | 0 | C | 4320U SE
AEF907D | AL | D-A-18-402-001 | 1 | NUT | NUT, TYPICAL, QA 0, PUMP, *** RADIAL, SHAFT SLEEVE COMPRESSION, FOR 16 IN X HVCN REACTOR | 0 | C | 4320U SE
AFH063D | AL | D-A-10-302-006 | 2 | NUT | NUT, HEX, QA 1, NUT,PLAIN,HEXAGON, ; BONNET, HT, PT 2-10, 001.750-8 UNC IN, FOR | 1 | C | 48200 SE
AFH063D | AL | D-A-24-101-000 | 26 | NUT | NUT, HEX, QA 1, NUT,PLAIN,HEXAGON, ; BONNET, HT, PT 2-10, 001.750-8 UNC IN, FOR | 1 | C | 48200 SE
AHB993T | AL | D-B-09-202-001 | 2 | NUT | NUT, LOCK, QA 0, BEARING, STEEL, N-08, RIGHT HAND, ROUND BEARING LOCKNUT | 0 | C | 3110B SE
ALC503G | AL | D-A-10-302-005 | 1 | NUT | NUT, LOCK, QA 3, NUT, PLAIN; BEARING, SERIES N-AN *** | 3 |  | 5305J SE
AQN395B | AL | D-A-24-101-002 | 2 | NUT | NUT, HEX, QA 1, NUT, PLAIN; NUT STYLE: HEAVY HEXAGON, MATERIAL: CARBON STEEL, NOMINAL | 1 |  | 5305J SE
ARF011D | AL | D-A-04-302-004 | 21 | NUT | NUT, TYPICAL, QA 0, NUT, BREATHING APPARATUS; RETAING, FOR P-D VALVE *** | 0 |  | 4240P SE
ARJ546Y | AL | A-A-01-000-001 | 2 | NUT | NUT, TYPICAL, QA 0, NUT ASSY, ; THROTTLE VALVE, REF 38, CONSISTS OF 8 EACH SCREWS | 0 | P | 2825G SE
ARL753F | AL | D-A-04-302-006 | 27 | NUT | NUT, HEX, QA 0, STANDARD, 1/2 IN, 13, STEEL, UNC, *** SLOTTED, FOR AIR COMPRESSOR, MODEL VH-75, SIZE 14.5 X 9 X 6.5 | 0 | P | 4310I SE
ARL754D | AL | D-A-02-102-003 | 6 | NUT | NUT, HEX, QA 0, STANDARD, 5/8 IN, 11, UNC, *** SUCTION VALVE COVER CAP, FOR AIR COMPRESSOR, MODEL VH-75, SIZE | 0 |  | 4310I SE
ARN776Q | AL | D-A-32-302-004 | 4 | NUT | NUT, TUBING, QA 0, 0.830 IN, BRASS, FEMALE NGO, *** END TYPE: THD INTERNAL SNG | 0 |  | 4730P SE
ATJ486G | AL | A-A-01-000-001 | 1 | NUT | NUT, TYPICAL, QA 0, VALVE, STEEL, *** YOKE, ITEM 20, FOR 14 INCH, 150 LB, GATE VALVE, FIG 5202WE, WITH | 0 | P | 48200 SE
ATJ487E | AL | A-A-01-000-001 | 1 | NUT | NUT, TYPICAL, QA 0, VALVE, STEEL, *** YOKE, ITEM 20, FOR GATEVALVE, 3 INCH, 150 LB, FIG 5202WE, DWG | 0 | P | 48200 SE
ATJ488C | AL | A-A-01-000-001 | 1 | NUT | NUT, TYPICAL, QA 0, VALVE, STEEL, *** YOKE, ITEM, FOR GATE VALVE, 4 INCH, 150 LB, FIG 5202WE, DWG | 0 | P | 48200 SE
ATJ489A | AL | A-A-01-000-001 | 1 | NUT | NUT, TYPICAL, QA 0, VALVE, STEEL, *** YOKE, ITEM 20, FOR GATEVALVE, 6 INCH, 150 LB, FIG 5202WE, DWG | 0 | P | 48200 SE
ATJ491P | AL | A-A-01-000-001 | 1 | NUT | NUT, TYPICAL, QA 0, VALVE, STEEL, *** YOKE, ITEM 20, FOR GATEVALVE, 8 INCH, 150 LB, FIG 5202WE, DWG | 0 | P | 48200 SE
ATJ492M | AL | A-A-01-000-001 | 1 | NUT | NUT, TYPICAL, QA 0, VALVE, STEEL, *** YOKE, ITEM 20, FOR GATEVALVE, 10 INCH, 150 LB, FIG 5202WE, DWG | 0 | P | 48200 SE
ATJ493K | AL | A-A-01-000-001 | 1 | NUT | NUT, TYPICAL, QA 0, VALVE, STEEL, *** YOLK, ITEM 20, FOR GATEVALVE, SIZE 12 INCH, 150 LB, FIG 5202WE | 0 | P | 48200 SE
ATT644F | AL | A-A-01-000-001 | 1 | NUT | NUT, TYPICAL, QA 0, VALVE, *** YOKE, ITEM 21, FOR 004.000 IN, 300 PSI, GATE VALVE, DRAWING | 0 | P | 48200 SE
ATT645D | AL | A-A-01-000-001 | 1 | NUT | NUT, TYPICAL, QA 0, VALVE, *** YOKE, ITEM 25, FOR 014.000 IN, 300 PSI, GATE VALVE, DRAWING | 0 | P | 48200 SE
ATT646B | AL | A-A-01-000-001 | 1 | NUT | NUT, TYPICAL, QA 0, VALVE, *** YOKE, ITEM 25, FOR 012.000 IN, 300 PSI, GATE VALVE, DRAWING | 0 | P | 48200 SE
AVF565X | AL | A-A-01-000-001 | 24 | NUT | NUT, HEX, QA 1, CLASS 2, NUT,PLAIN,HEXAGON, ; STAINLESS STEEL, ASME SA-194, GR 8, FINISHED | 1 | P | 48200 SE
AVQ533W | AL | A-A-01-000-001 | 11 | NUT | NUT, TYPICAL, QA 1, NUT, VALVE; STEEL,INLET STUD,PC 51,1.375 IN DIA,FOR NOZZLE,SIZE 6M6 | 1 | P | 48200 SE
AVR294F | AL | A-A-01-000-001 | 3 | NUT | NUT, TYPICAL, QA 0, NUT, PUMP; STEEL SHAFT, SPECIAL, C/W SET SCREWS, 0.500 X 0.750 IN, 3 | 0 | P | 4320U SE
AVT764Y | AL | A-A-01-000-001 | 1 | NUT | NUT, TYPICAL, QA 0, VALVE, STEEL, *** DWG REF 3, FOR 006.000 IN 300.000 PSI GLOBE VALVE FIG 318MY, REF | 0 | P | 48200 SE
AWE647T | AL | A-A-01-000-001 | 3 | NUT | NUT, TYPICAL, QA 0, VALVE, STEEL, *** ASTM A 439 TYPE D-2 YOKE, FOR 002.500 IN, 150 LB, GLOBE VALVE | 0 | P | 48200 SE
AWE657P | AL | A-A-01-000-001 | 1 | NUT | NUT, TYPICAL, QA 0, VALVE, BRONZE, *** ASTM A 439, YOKE, FOR 006.000 IN, 150 LB, GLOBE VALVE, CODE | 0 | P | 48200 SE
AWF773G | AL | A-A-01-000-001 | 1 | NUT | NUT, TYPICAL, QA 1, NUT, VALVE; BRASS, OPERATOR, SPIN NO ASVANS, FOR 008.000 IN, 1500 LB | 1 | P | 48200 SE
AWG387G | AL | A-A-01-000-001 | 3 | NUT | NUT, TYPICAL, QA 0, VALVE, STEEL, *** YOKE, FOR 010.000 IN, 300 LB GATE VALVES, ITEM CODE | 0 | P | 48200 SE
AWL701H | AL | A-A-01-000-001 | 1 | NUT | NUT, TYPICAL, QA 0, VALVE, BRONZE, *** YOKE, FOR 020.000 IN, 600.000 PSIG, T PATTERN, BW, GATE VALVE | 0 | P | 48200 SE
AWL702F | AL | A-A-01-000-001 | 1 | NUT | NUT, TYPICAL, QA 0, VALVE, BRONZE, *** YOKE, FOR 024.000 IN, 600.000 PSIG, T PATTER, BW, GATE VALVE, ITEM | 0 | P | 48200 SE
AWR780B | AL | P-A-LL-ET0-063 | 1 | NUT | NUT, LOCK, QA 0, NUT, PUMP; SHAFT SLEEVE, C/W 2 EA SETSCREWS PN 109A2-S-90, FOR PUMP | 0 | C | 4320U SE
AWX562M | AL | A-A-01-000-001 | 1 | NUT | NUT, TYPICAL, QA 0, VALVE, STEEL, *** OPERATOR, TORKMATIC, FOR 006.000 IN, 900.000 PSI GATE VALVE, FIG | 0 | P | 48200 SE
AXA249M | AL | A-A-01-000-001 | 1 | NUT | NUT, TYPICAL, QA 0, VALVE, BRONZE, *** FOR 014.000 IN GATE VALVES, FIG G-743-0 | 0 | P | 48200 SE
AXA250G | AL | A-A-01-000-001 | 2 | NUT | NUT, TYPICAL, QA 0, VALVE, BRONZE, *** FOR 012.000 IN GATE VALVES, FIG G-743-0 | 0 | P | 48200 SE
AXV320X | AL | A-A-01-000-001 | 1 | NUT | NUT, TYPICAL, QA 0, VALVE, STEEL, *** FOR 2 IN, 600 PSIG GLOBE VALVE, FIG 6608 | 0 | P | 48200 SE
AXX984L | AL | A-A-01-000-001 | 4 | NUT | NUT, TYPICAL, QA 1, NUT, VALVE; STEEL, YOKE ROD, REF 4, FOR 6X10 IN, SAFETY RELIEF VALVE | 1 | C | 48200 SE
AYE549E | AL | 1-B-09-135-001 | 1 | NUT | NUT, HEX, QA 1, CLASS 2, HEAVY, 5/8 IN, 11, ALLOY STEEL, ASME SA194 GR 7, UNC, 2B, STANDARD MILL FINISH, B18.2.2 | 1 | C | 5305J SE
AYL143C | AL | 1-A-14-009-001 | 1 | NUT | NUT, HEX, QA 1, CLASS 2, HEAVY, 1-1/2 IN, 8, ALLOY STEEL, ASME SA194 GR 7, 8-UN, 2B, STANDARD MILL FINISH, B18.2.2 | 1 | C | 5305J SE
AYL144A | AL | 1-B-11-135-001 | 1 | NUT | NUT, HEX, QA 1, CLASS 2, NUT,PLAIN,HEXAGON, ; HEAVY, ALLOY STEEL, ASME SA 194 GR 7, 1.375- 8 | 1 | C | 5305J SE
AYQ566T | AL | D-A-28-101-007 | 10 | NUT | NUT, TYPICAL, QA 0, PIPE HANGER, 1/2 IN, *** TIE ROD, SPECIAL THREAD SIZE, FOR HYDRAULIC SNUBBER, MODEL HSSA-10 | 0 |  | 4710Y SE
AYV346R | AL | D-A-12-301-001 | 10 | NUT | NUT, TYPICAL, QA 0, PIPE HANGER, *** TIE ROD, FOR HYDRAULIC SNUBBERMODEL HSSA-20 | 0 |  | 4710Y SE
BAG209J | AL | D-A-10-302-005 | 1 | NUT | NUT, LOCK, QA 3, NUT, PLAIN; BEARING, SERIES N-AN, 2.3622 IN BORE, 18 THREADS PER INCH | 3 |  | 5305J SE
BBF164C | AL | D-A-06-201-003 | 26 | NUT | NUT, TUBING, QA 3, NUT, TUBE COUPLING; CARBON STEEL, STANDARD MILL FINISH, FIRST ID .5 IN | 3 |  | 4730P SE
BBF165A | AL | D-A-37-302-001 | 11 | NUT | NUT, TUBING, QA 3, NUT, TUBE COUPLING; BRASS, STANDARD MILL FINISH, FIRST ID .25 IN SEAT | 3 |  | 4730P SE
BBF200F | AL | D-A-06-102-004 | 130 | NUT | NUT, TUBING, QA 3, NUT, TUBE COUPLING; BRASS, STANDARD MILL FINISH, TUBE OD 0.312 IN, END | 3 |  | 4730P SE
BBF215M | AL | A-A-01-000-001 | 10 | NUT | NUT, TUBING, QA 3, 1/2 IN, SS, COMPRESSION, ASME SA182 GR F316, FORGED, HEX, NUT, TUBE COUPLING; STAINLESS STEEL ASME SA 182 GR F316 S31600, | 3 | P | 4730P SE
BBF289P | AL | D-A-16-201-002 | 106 | NUT | NUT, TUBING, QA 3, NUT, TUBE COUPLING; BRASS, STANDARD MILL FINISH, FIRST ID .375 IN SEAT | 3 |  | 4730P SE
BBF762P | AL | D-A-29-301-000 | 18 | NUT | NUT, TUBING, QA 3, INVERTED NUT, TUBE COUPLING; BRASS, STANDARD MILL FINISH, FIRST ID | 3 |  | 4730P SE
BBL307P | AL | 1-B-09-135-001 | 1 | NUT | NUT, HEX, QA 3, MACHINE, #10, 24, BRASS, UNC, 2B, STANDARD MILL FINISH, B18.6.3 | 3 | P | 5305J SE
BBQ011E | AL | D-A-04-202-003 | 8 | NUT | NUT, TYPICAL, QA 0, 5 IN, 20, STAINLESS STEEL, UNF, NUT, PLAIN; STAINLESS STEEL, SIZE .5 IN, THD 20, UNF, 2B, RIGHT HAND | 0 |  | 5305J SE
BCH901L | AL | D-A-06-102-005 | 3 | NUT | NUT, HEX, QA 0, STANDARD, 7/8 IN, 9, SS, UNC, NUT,PLAIN,HEXAGON, ; STAINLESS STEEL, SIZE .875 IN, THREAD 9, UNC, REF | 0 |  | 48200 SE
BCX842B | AL | 1-B-11-135-001 | 1 | NUT | NUT, HEX, QA 1, CLASS 2, HEAVY, 3/4 IN, 10, SS, ASME SA194 GR 6, UNC, 2B, B18.2.2 | 1 | C | 5305J SE
BDE734M | AL | A-A-01-000-001 | 22 | NUT | NUT, HEX, QA 0, STANDARD, 1-1/4 IN, 7, CARBON STEEL, ASME SA194 GR 2/2H/2M, UNC, NUT,PLAIN,HEXAGON, ; CARBON STEEL ASME SA 194 GR 2,2H,2M K0 | 0 | P | 4320U SE
BDE737F | AL | A-A-01-000-001 | 3 | NUT | NUT, HEX, QA 0, STANDARD, 2-1/2 IN, 8, CARBON STEEL, ASME SA194 GR 2/2H/2M, NUT,PLAIN,HEXAGON, ; CARBON STEEL ASME SA 194 GR 2,2H,2M K04002 | 0 | P | 4320U SE
BEK078L | AL | 1-B-11-135-001 | 1 | NUT | NUT, HEX, QA 1, CLASS 2, NUT, PLAIN; NUT STYLE: HEXAGON, MATERIAL: CARBON STEEL, NOMINAL | 1 | C | 5305J SE
BEL898H | AL | 1-A-25-075-001 | 5 | NUT | NUT, HEX, QA 1, HEAVY, 2 IN, 8, ALLOY STEEL, ASME SA194 GR 7, UNC, NUT,PLAIN,HEXAGON, ; ALLOY STEEL ASME SA 194 GR 7 G41400, SIZE 2.0 IN, | 1 | P | 5305J SE
BET178M | AL | 1-B-11-135-001 | 1 | NUT | NUT, HEX, QA 1, CLASS 2, NUT,PLAIN,HEXAGON, ; ALLOY STEEL ASME SA 194 GR 7 G41400, SIZE 1.875 | 1 | C | 4320U SE
BET178M | AL | A-A-01-000-001 | 10 | NUT | NUT, HEX, QA 1, CLASS 2, NUT,PLAIN,HEXAGON, ; ALLOY STEEL ASME SA 194 GR 7 G41400, SIZE 1.875 | 1 | C | 4320U SE
BEV340D | AL | 1-B-09-135-001 | 1 | NUT | NUT, HEX, QA 1, CLASS 2, NUT, PLAIN; ALLOY STEEL ASME SA 194 GR 7 G41400, SIZE 1.0 IN, 8, UNC | 1 | P | 4320U SE
BEV340D | AL | A-A-01-000-001 | 7 | NUT | NUT, HEX, QA 1, CLASS 2, NUT, PLAIN; ALLOY STEEL ASME SA 194 GR 7 G41400, SIZE 1.0 IN, 8, UNC | 1 | P | 4320U SE
BEW677Q | AL | A-A-01-000-001 | 42 | NUT | NUT, TYPICAL, QA 0, TURBINE, 1-1/2 IN, 3-1/2 IN, NUT, STEAM TURBINE; ROUND, SPECIAL EXTENSION, 1.5 IN DIA X 3.5 IN, FOR | 0 | P | 2825G SE
BFA332J | AL | D-A-29-301-003 | 31 | NUT | NUT, HEX, QA 0, STANDARD, 5/8 IN, 18, BRASS, UNF, NUT,PLAIN,HEXAGON, ; LEFT HAND, BRASS, WELDING, 0.625-18 THD UNF, B | 0 |  | 3439D SE
BFN337A | AL | A-A-01-000-001 | 48 | NUT | NUT, LOCK, QA 1, NUT, VALVE; SELF-LOCKING, CARBON STEEL, PHOSPHATE COATING, 0.125 IN ID | 1 | P | 48200 SE
BGD948L | AL | A-A-01-000-001 | 11 | NUT | NUT, HEX, QA 0, STANDARD, 1-7/8 IN, CS, *** | 0 | P | 5305J SE
BGD949J | AL | 1-B-09-135-001 | 1 | NUT | NUT, HEX, QA 1, NUT,PLAIN,HEXAGON, ; CARBON STEEL, ASTM A563, GR A,0.75-10 UNC, ANSI | 1 | P | 5305J SE
BGD961W | AL | 1-B-11-135-001 | 1 | NUT | NUT, HEX, QA 1, NUT,PLAIN,HEXAGON, ; CARBON STEEL, ASTM A563, GR A,0.875-9 UNC, NUT | 1 | P | 5305J SE
BHD480J | AL | D-A-32-104-001 | 10 | NUT | NUT, TYPICAL, QA 1, NUT, VALVE; PILOT, EXHAUST TUBE, ALUMINUM,FOR CONTROL VALVE *** | 1 | P | 48200 SE
BHE823X | AL | A-A-01-000-001 | 1 | NUT | NUT, TYPICAL, QA 1, NUT, ACTUATOR; STEM, PILOT BORE, FOR VALVE ACTUATOR, TYPE SMB-000 *** | 1 | P | 48200 SE
BHF003P | AL | D-B-19-202-002 | 4 | NUT | NUT, HEX, QA 3, NUT,PLAIN,HEXAGON, ; STEEL, TOP, 1.125-12 NF, FOR 12.00 IN FIRE PUMP | 3 |  | 4730P SE
BHF015F | AL | A-A-01-000-001 | 3 | NUT | NUT, HEX, QA 1, NUT, VALVE; JAM, FOR SOLENOID VALVE, MODEL79AB-003, CLASS 1680, DWG | 1 | P | 48200 SE
BHF017B | AL | A-A-01-000-001 | 1 | NUT | NUT, HEX, QA 1, NUT, VALVE; JAM, FOR SOLENOID VALVE, MODEL79AB-003, CLASS 1680, DWG | 1 | P | 48200 SE
BHV917H | AL | 1-A-04-129-001 | 9 | NUT | NUT, HEX, QA 1, CLASS 2, NUT,PLAIN,HEXAGON, ; HEAVY, CARBON STEEL, ASME SA 194 GR 2H, 1.000-8 | 1 | C | 5305J SE
BHW421A | AL | A-A-01-000-001 | 8 | NUT | NUT, LOCK, QA 1, LOCKNUT, ACTUATOR; STEEL, FOR VALVE ACTUATOR, TYPE SBD-00 *** | 1 | P | 48200 SE
BJC595L | AL | F-A-04-202-001 | 5 | NUT | NUT, LOCK, QA 3, NUT,SELFLOCKING,SQUA, ; CARBON STEEL, NOMINAL DIA .5 IN, WD ACROSS | 3 |  | 5305J SE
BJL661Q | AL | F-A-08-201-000 | 92 | NUT | NUT, HEX, QA 0, HEAVY, 2-1/4 IN, CARBON STEEL, NUT,PLAIN,HEXAGON, ; DISCHARGE FLANGE, CARBON STEEL,2.25 IN DIA, HEAVY | 0 | C | 4320U SE
BJM721V | AL | F-A-08-302-001 | 54 | NUT | NUT, HEX, QA 0, STANDARD, 1-3/8 IN, CARBON STEEL, *** COLUMN TO MOTOR SUPPORT, FOR PUMP, TYPE 79APMA, S/N 0268-99 | 0 |  | 4320U SE
BJN138X | AL | D-A-12-202-002 | 31 | NUT | NUT, LOCK, QA 1, SELF-LOCKING, 1/4 IN, CS, 20, UNC, GALVANIZED, WITHOUT SPRING, USE WITH P3300, P4000 & P4100 CHANNELS | 1 |  | 5305J SE
BJN139V | AL | D-A-10-302-006 | 1 | NUT | NUT, LOCK, QA 1, NUT, STRUCT CHANNEL,LOCK; MATERIAL: CARBON STEEL, NOMINAL DIAMETER: | 1 |  | 5305J SE
BJN139V | AL | D-A-18-202-001 | 196 | NUT | NUT, LOCK, QA 1, NUT, STRUCT CHANNEL,LOCK; MATERIAL: CARBON STEEL, NOMINAL DIAMETER: | 1 |  | 5305J SE
BJN616K | AL | A-A-01-000-001 | 1 | NUT | NUT, TYPICAL, QA 1, NUT, ACTUATOR; BRASS, STEM, PILOT BORE, FOR VALVE ACTUATOR, TYPE | 1 | C | 48200 SE
BJP488W | AL | D-A-12-202-006 | 8 | NUT | NUT, HEX, QA 3, NUT,PLAIN,HEXAGON, ; JAM, STEEL, MILD, 0.75 IN, STANDARD THREAD, DWG | 3 |  | 5305J SE
BJP515L | AL | D-A-28-102-005 | 6 | NUT | NUT, LOCK, QA 3, NUT,SELF-LOCKING,HEX, ; STEEL, MILD, 0.50 IN, DWG 3037-3, REF 3, FOR | 3 |  | 5670A SE
BJP516J | AL | F-A-08-302-006 | 1 | NUT | NUT, LOCK, QA 3, NUT,SELF-LOCKING,HEX, ; STEEL, MILD, 0.375 IN, DWG 2084-5, REF 2, FOR | 3 |  | 5670A SE
BJT292Y | AL | 1-A-02-129-001 | 1 | NUT | NUT, HEX, QA 3, MACHINE SCREW, 3/8 IN, 16, BRASS, UNC | 3 | P | 5305J SE
BKG965J | AL | 5-A-07-302-000 | 2 | NUT | NUT, LOCK, QA 3, LOCKNUT, BEARING; STEEL, LINE BEARING, THREADED,1.5 IN, FOR | 3 | P | 4320U SE
BKN780B | AL | D-A-10-302-006 | 16 | NUT | NUT, HEX, QA 3, NUT,PLAIN,HEXAGON, ; CARBON STEEL, NOMINAL DIA .25 IN, FOR SHUTDOWN | 3 |  | 4520N SE
BKR989M | AL | F-A-04-202-001 | 3 | NUT | NUT, HEX, QA 1, NUT,PLAIN,HEXAGON, ; JAM, 0.4375-14, FOR ELECTRICALPENETRATION *** | 1 |  | 5305J SE
BKY709X | AL | A-A-01-000-001 | 8 | NUT | NUT, TUBING, QA 1, NUT, DIESEL ENGINE; TUBE, 0.375 IN, FOR STANDBY DIESEL GENERATOR | 1 | C | 2910O SE
BLD803P | AL | D-A-25-302-001 | 134 | NUT | NUT, HEX, QA 1, HEAVY, 1/8 IN, 7, CS, ASME SA194 GR 2H, UNC, 2B, ZINC PLATED, NUT,PLAIN,HEXAGON, ; CARBON STEEL ASME SA 194 GR 2H K04002, NU | 1 |  | 5305J SE
BLE175L | AL | D-A-35-201-002 | 47 | NUT | NUT, HEX, QA 1, NUT,PLAIN,HEXAGON, ; PLAIN, HEAVY HEX, 1-1/8", ASTMA563 GR D, 8 | 1 |  | 5305J SE
BLG971H | AL | D-A-24-101-002 | 7 | NUT | NUT, LOCK, QA 1, NUT,SELF-LOCKING,HEX, ; CARBON STEEL, ASTM A307-78, GRA, HEAVY HEX | 1 | C | 5305J SE
BLH578E | AL | 1-B-05-135-001 | 1 | NUT | NUT, HEX, QA 1, NUT,PLAIN,HEXAGON, ; CARBON STEEL, ASTM A563, GR A,0.25-20 UNC, ANSI | 1 | P | 5305J SE
BLL968H | AL | F-A-04-202-002 | 67 | NUT | NUT, TUBING, QA 0, 9/16 IN, BRASS, *** THREAD QTY PER INCH: 18 THD/INCH, THREAD SERIES: UNF, THREAD | 0 |  | 3433A SE
BLL969F | AL | F-A-04-202-002 | 68 | NUT | NUT, TUBING, QA 0, 9/16 IN, BRASS, LEFT HAND THREADS, NUT, HOSE COUPLING; MATERIAL: BRASS, NOMINAL SIZE: 00.562 IN ( 9/16) | 0 |  | 3433A SE
BLM083C | AL | D-A-02-102-001 | 44 | NUT | NUT, TUBING, QA 1, NUT, TUBE COUPLING; 0.375 IN, STAINLESS STEEL, FORMOD TO RESIDUAL HEAT | 1 |  | 4730P SE
BLN557W | AL | A-A-01-000-001 | 6 | NUT | NUT, LOCK, QA 1, NUT,SELF-LOCKING,HEX, ; ASTM A563 GRADE A, IN ACCORDANCE WITH ANSI | 1 | P | 5305J SE
BLT588W | AL | 1-B-09-135-001 | 1 | NUT | NUT, HEX, QA 1, CLASS 2, HEAVY, 1-1/4 IN, 8, SS, ASME SA194 GR 6, 8-UN, 2B, STANDARD MILL FINISH, B18.2.2 | 1 | C | 5305J SE
BLY290D | AL | 1-A-19-063-001 | 1 | NUT | NUT, HEX, QA 2, NUT,PLAIN,HEXAGON, ; CARBON STEEL ASTM A307, 0.375 IN *** | 2 | P | 5305J SE
BNH425V | AL | D-A-18-202-001 | 160 | NUT | NUT, TYPICAL, QA 1, 1/2 IN, 13, CS, UNISTRUT, THREAD CLASS 2B, ASTM A 576 GRADE 1015 "MODIFIED", | 1 |  | 5975B SE
BNJ229N | AL | 1-A-25-045-001 | 2 | NUT | NUT, TYPICAL, QA 0, 5/8 IN, *** WBT-902, WBT-CNINDP, NO 1195E79 | 0 | P | 4470C SE
BNK968A | AL | 1-A-08-129-001 | 1 | NUT | NUT, HEX, QA 0, STANDARD, 1-1/4 IN, *** TG00704 | 0 | P | 5305J SE
BNL115V | AL | 1-A-25-015-001 | 33 | NUT | NUT, TYPICAL, QA 0, NUT, ; NUT, 460B496-212 *** | 0 | P | 5305J SE
BNL254D | AL | 1-A-25-045-001 | 1 | NUT | NUT, TYPICAL, QA 0, NUT, ; NUT 460B496-010 *** | 0 | P | 2825G SE
BNL703B | AL | 1-A-17-105-001 | 19 | NUT | NUT, TYPICAL, QA 0, 7/8 IN, *** #1196E65, WBT-902, WBT-CNHDLD | 0 | P | 5305J SE
BNN212K | AL | D-A-22-401-000 | 93 | NUT | NUT, HEX, QA 0, STANDARD, 7/8 IN, GR 2H, MK 17W925-128X | 0 |  | 5305J SE
BNN440H | AL | F-A-02-201-002 | 248 | NUT | NUT, EYE, QA 0, 1/2 IN, *** | 0 |  | 5305J SE
BNP806H | AL | 1-A-25-099-001 | 6 | NUT | NUT, TYPICAL, QA 0, NUT, ; FLANGE *** | 0 | P | 5130U SE
BNT434C | AL | 1-A-25-015-001 | 335 | NUT | NUT, HEX, QA 0, NUT,PLAIN,HEXAGON, ; 0.625 IN DIA, NO 1193E14, WBT-902, WBT-CNHDMD *** | 0 | P | 5305J SE
BNT606A | AL | 1-A-15-063-001 | 12 | NUT | NUT, HEX, QA 0, NUT,PLAIN,HEXAGON, ; 0.5 IN DIA, NO 1196E65, WAT-902, WAT-CNHDLD *** | 0 | P | 5305J SE
BNT664T | AL | 1-A-25-045-001 | 1 | NUT | NUT, HEX, QA 0, STANDARD, 5/8 IN, *** NO 460B496-010 | 0 | P | 5305J SE
BPB017T | AL | 1-A-14-066-001 | 2 | NUT | NUT, HEX, QA 0, STANDARD, 5/8 IN, 11, UNC, *** | 0 | P | 5305J SE
BPB019N | AL | 1-A-14-066-001 | 1 | NUT | NUT, HEX, QA 0, STANDARD, 3/4 IN, 10, UNC, *** | 0 | P | 5305J SE
BPC360W | AL | D-A-25-302-004 | 29 | NUT | NUT, LOCK, QA 0, NUT,SELF-LOCKING,GAN, ; SPRING NUTS *** | 0 |  | 5305J SE
BPC443D | AL | D-A-12-202-005 | 12 | NUT | NUT, ACORN, QA 1, NUT, PLAIN; 1-5/8-8, CARBON STEEL ASME SA 194, GRADE 2H, MARKED 2H | 1 |  | 5305J SE
BPC578M | AL | D-B-19-202-001 | 8 | NUT | NUT, TUBING, QA 0, 3/8 IN, *** | 0 |  | 4730P SE
BPD106V | AL | 1-A-17-105-001 | 1 | NUT | NUT, HEX, QA 0, STANDARD, 3/4 IN, *** | 0 | P | 5305J SE
BPD206P | AL | 1-A-08-129-001 | 5 | NUT | NUT, TUBING, QA 0, 1/2 IN, COMPRESSION, *** | 0 | P | 4730P SE
BPD321N | AL | 1-A-14-009-001 | 1 | NUT | NUT, HEX, QA 0, 3/4 IN, *** | 0 | P | 5305J SE
BPE402J | AL | 1-A-25-015-001 | 8 | NUT | NUT, TYPICAL, QA 0, NUT, ; LID 138840, TG00654 *** | 0 | P | 5305J SE
BPM134C | AL | A-A-01-000-001 | 80 | NUT | NUT, TYPICAL, QA 1, NUT, VALVE; BONNET, ASTM A-194 GR 2H, 1.25-8 UN-2A, FOR ANCHOR DARLING | 1 | C | 48200 SE
BPW995J | AL | E-A-16-C02-B01 | 50 | NUT | NUT, TYPICAL, QA 0, *** FOR POWER CIRCUIT BREAKER, TYPE DR36SC1750D | 0 | C | 5925B SE
BPX039K | AL | E-A-16-C02-D01 | 8 | NUT | NUT, HEX, QA 0, *** FOR POWER CIRCUIT BREAKER, TYPE DR36SC1750D | 0 | C | 5925B SE
BPX067E | AL | E-A-16-C02-F01 | 22 | NUT | NUT, TYPICAL, QA 0, NUT, CIRCUIT BREAKER; ADJUSTING, FOR POWER CIRCUIT BREAKER, TYPE | 0 | C | 5925B SE
BPX105B | AL | E-A-16-C03-A01 | 17 | NUT | NUT, TYPICAL, QA 0, CASTLE, FOR POWER CIRCUIT BREAKER, TYPE DR36SC1750D | 0 | C | 5925B SE
BQC485N | AC | - - - - | 33 | NUT | NUT, HEX, QA 1, CLASS 2, STANDARD, 3/4 IN, 10, CS, ASME SA194 GR 2H, UNC, 2B, B18.2.2 | 1 | C | 5305J SE
BQC627W | AL | A-A-01-000-001 | 100 | NUT | NUT, LOCK, QA 1, NUT, DIESEL ENGINE; LOCK HEAD TO LINER, FOR DIESEL ENGINE, MODEL | 1 | C | 2910O SE
BQE159R | AL | A-A-01-000-001 | 2 | NUT | NUT, HEX, QA 1, NUT, PUMP; PLAIN, HEXAGON, JAM, NUT CLASS HEAVY, CARBON STEEL, ASTM | 1 | C | 4320U SE
BQY679C | AL | 1-A-03-000-001 | 4 | NUT | NUT, TYPICAL, QA 0, TURBINE, *** SOCKET HD, FOR #1 BLADE RING GEN END, DWG. 731J502G01, ON | 0 | C | 2825G SE
BRE911F | AL | 1-B-11-135-001 | 1 | NUT | NUT, HEX, QA 1, CLASS 2, NUT, PLAIN; NUT STYLE: HEXAGON, MATERIAL: STAINLESS STEEL, NOMINAL | 1 | C | 5305J SE
BRG871N | AL | F-A-10-202-001 | 7 | NUT | NUT, LOCK, QA 0, CONDUIT, 2 IN, STEEL, GALVANIZED, LOCKNUT, ELECTRICAL CONDUIT; TRADE SIZE: 02.000000 ( 2), MATERIAL: | 0 |  | 5975B SE
BTB493G | AL | D-A-06-102-001 | 2 | NUT | NUT, HEX, QA 1, CLASS 2, NUT, PLAIN; NUT STYLE: HEXAGON, MATERIAL: CARBON STEEL, NOMINAL | 1 |  | 5305J SE
BTD251Y | AL | 1-B-05-135-001 | 1 | NUT | NUT, HEX, QA 1, CLASS 2, NUT, PLAIN; NUT STYLE: HEXAGON, MATERIAL: CARBON STEEL, NOMINAL | 1 | C | 5305J SE
BTE879A | AC | - - - - | 2 | NUT | NUT, HEX, QA 1, STANDARD, #6, 32, CS, UNC, 2B, B18.6.3 | 1 | C | 5305J SE
BTF899Y | AL | 1-B-09-135-001 | 1 | NUT | NUT, HEX, QA 1, CLASS 2, HEAVY, 1-1/2 IN, 6, ALLOY STEEL, ASME SA194 GR 7, UNC, 2B, STANDARD MILL FINISH, B18.2.2 | 1 | C | 5305J SE
BTH623Y | AL | 1-B-11-135-001 | 1 | NUT | NUT, HEX, QA 1, MACHINE, #4, 40, SS, UNC, 2B, B18.6.3 | 1 | C | 5305J SE
BTL550V | AL | D-A-22-301-000 | 1 | NUT | NUT, TYPICAL, QA 3, VALVE, APPLICATION: GLOBE VALVE, TYPE: YOKE NUT (STEM NUT), VALVE SIZE: | 3 | C | 48200 SE
BTM089T | AL | A-A-01-000-001 | 3 | NUT | NUT, HEX, QA 1, CLASS 2, NUT, PLAIN; NUT STYLE: HEXAGON, MATERIAL: CARBON STEEL, NOMINAL | 1 | B | 5305J SE
BTN388L | AL | 1-A-02-129-001 | 1 | NUT | NUT, HEX, QA 1, CLASS 2, HEAVY, 5/8 IN, 11, CS, ASME SA194 GR 2H, UNC, 2B, ZINC COATED MECHANICAL DEPOSITED, B18.2.2 | 1 | C | 5305J SE
BTY897M | AL | D-B-19-202-001 | 4 | NUT | NUT, TUBING, QA 1, CLASS 2, NUT, TUBE COUPLING; MATERIAL: STAINLESS STEEL, STYLE: HEX STANDARD | 1 |  | 4730P SE
BVA080B | AL | D-A-02-102-005 | 4 | NUT | NUT, HEX, QA 1, NUT, PLAIN; NUT STYLE: HEXAGON, MATERIAL: BRASS, NOMINAL DIAMETER: | 1 |  | 5305J SE
BVA080B | AL | D-A-14-302-001 | 297 | NUT | NUT, HEX, QA 1, NUT, PLAIN; NUT STYLE: HEXAGON, MATERIAL: BRASS, NOMINAL DIAMETER: | 1 |  | 5305J SE
BVA082V | AL | D-A-14-302-001 | 200 | NUT | NUT, HEX, QA 1, NUT, PLAIN; NUT STYLE: HEXAGON, MATERIAL: BRASS, NOMINAL DIAMETER: | 1 |  | 5305J SE
BVC839T | AL | D-A-09-104-001 | 2 | NUT | NUT, TYPICAL, QA 1, NUT, VALVE; YOKE, BLANK, FOR CRANE VALVES, MATERIAL ASTM B584 ALLOY | 1 | C | 48200 SE
BVC967H | AL | 1-A-02-129-001 | 1 | NUT | NUT, TYPICAL, QA 1, CLASS 2, NUT, HEAT EXCHANGER; 1-1/8 IN-8 UN,ASME SA194 GR 6,ANSI B18.2.2,CLASS | 1 | B | 4420B SE
BVG988L | AL | D-B-16-000-001 | 3 | NUT | NUT, HEX, QA 0, HEAVY, 1-3/4 IN, 8, ALLOY STEEL, ASME SA194 GR 7, UNC, B18.2, NUT, ACTUATOR; PLAIN,HEXAGON,ALLOY STEEL,ASME SA 194 GR 7,SIZE | 0 | B | 48200 SE
BVH335X | AL | D-A-25-302-004 | 3 | NUT | NUT, HEX, QA 1, NUT, PLAIN; NUT STYLE: HEXAGON, MATERIAL: CARBON STEEL, NOMINAL | 1 |  | 5305J SE
BVP361X | AL | 1-B-11-135-001 | 1 | NUT | NUT, HEX, QA 1, NUT, PLAIN; NUT STYLE: HEXAGON, MATERIAL: CARBON STEEL, NOMINAL | 1 | B | 5305J SE
BVP896M | AL | F-A-10-202-002 | 100 | NUT | NUT, HEX, QA 1, CLASS 2, HEAVY, 9/16 IN, 12, SS, ASME SA194 GR 8M, UNC, 2B, STANDARD MILL FINISH, B18.2.2 | 1 |  | 5305J SE
BVQ930N | AL | F-C-07-101-000 | 2 | NUT | NUT, TYPICAL, QA 1, NUT, PUMP; THRUST,ITEM F040,FOR PACIFIC PUMP SAFETY INJECTION | 1 | B | 4320U SE
BVR062L | AL | F-A-08-101-000 | 1 | NUT | NUT, TYPICAL, QA 1, NUT, PUMP; THRUST,ITEM F040,FOR PACIFIC PUMP CHARGE SAFETY PUMP,TYPE | 1 | B | 4320U SE
BVW348V | AL | A-A-01-000-001 | 8 | NUT | NUT, TYPICAL, QA 3, NUT, VALVE; STEEL, ASTM A 439 TY D-2 YOKE, FOR 002.500 IN, 150 LB | 3 | B | 48200 SE
BWH333V | AL | 1-A-02-129-001 | 1 | NUT | NUT, HEX, QA 1, MACHINE, #8, 32, SS, AISI 18-8, UNC, 2B, STANDARD MILL FINISH, B18.6.3 | 1 | C | 5305J SE
BWL784A | AC | - - - - | 1 | NUT | NUT, HEX, QA 3, NUT, VALVE; JAM, FOLLOWER, PT 6-15, FOR ANCHOR/DARLING EQUALIZER | 3 | C | 48200 SE
BWQ616B | AL | E-A-16-C02-A01 | 11 | NUT | NUT, HEX, QA 0, NUT, CIRCUIT BREAKER; NUT HEX, FOR CIRCUIT BREAKER, TYPE DR36SC1750D | 0 | C | 5925B SE
BWQ624C | AL | E-A-16-C02-C01 | 20 | NUT | NUT, TYPICAL, QA 0, FOR CIRCUIT BREAKER, TYPE DR36SC1750D | 0 | C | 5925B SE
BWQ660K | AL | E-A-16-C02-D01 | 31 | NUT | NUT, TYPICAL, QA 0, 10 MM, *** SPLIT, (CASTLE NUT 0), FOR CIRCUIT BREAKER, TYPE DR36SC1750D | 0 | C | 5925B SE
BWV338X | AL | 1-B-11-135-001 | 1 | NUT | NUT, HEX, QA 1, NUT, PLAIN; NUT STYLE: HEXAGON, MATERIAL: CARBON STEEL, NOMINAL | 1 | C | 5305J SE
BXF339K | AL | A-A-01-000-001 | 3 | NUT | NUT, TYPICAL, QA 1, NUT, VALVE; DISK, DWG 1071240-1 AND MODEL 82AB-001 *** | 1 | B | 48200 SE
BXG373E | AL | D-A-04-302-001 | 3 | NUT | NUT, TYPICAL, QA 3, NUT, DOOR HARDWARE; ADJUSTING, FOR USE ON RUSSWIN SERIES 5000 / CORBIN | 3 |  | 4710Y SE
BXG983J | AL | F-A-08-302-005 | 74 | NUT | NUT, LOCK, QA 0, 1/4 IN, *** SELF-LOCKING, GAN, SPRING | 0 |  | 5975B SE
BXH118R | AL | 1-B-11-135-001 | 1 | NUT | NUT, HEX, QA 1, CLASS 2, HEAVY, 1-1/8 IN, 8, SS, ASME SA194 GR 6, UN, 2B, STANDARD MILL FINISH, B18.2.2 | 1 | C | 5305J SE
BXJ232N | AL | P-A-LL-ET0-110 | 1 | NUT | NUT, TYPICAL, QA 1, NUT, VALVE; DISK NUT, 3" SWING CHECK, CARBON STEEL BODY, BOLTED CAP | 1 | C | 48200 SE
BXJ777B | AL | A-A-01-000-001 | 1 | NUT | NUT, LOCK, QA 1, NUT, LOCK; ADJUSTING BOLT,FOR SAFETY RELIEF VALVE, 1 IN, STYLE | 1 | B | 48200 SE
BXK825M | AL | A-A-01-000-001 | 2 | NUT | NUT, TYPICAL, QA 3, NUT, VALVE; STEEL,RELEASE,REF 32, FOR 6 X 10, SAFETY RELIEF VALVE,TYPE | 3 | C | 48200 SE
BXV281T | AL | P-A-LL-ET0-119 | 1 | NUT | NUT, LOCK, QA 1, ALLOY STEEL, ASTM A194 GR 8, NUT, DISK VALVE; FOR POWELL FIG. 3061-A, 4 INCH, 300 LB., SWING CHECK | 1 | C | 48200 SE
BYA423J | AL | A-A-01-000-001 | 14 | NUT | NUT, HEX, QA 1, CLASS 2, NUT, VALVE; HEAVY HEX, 0.625-11 UNC, ASME SA-194 GR 2H, FOR 3" X 4" | 1 | C | 48200 SE
BYB702A | AL | A-A-01-000-001 | 8 | NUT | NUT, TYPICAL, QA 0, TURBINE, 2-1/2 IN, *** COUPLING | 0 | C | 2825G SE
BYE447F | AL | A-A-01-000-001 | 13 | NUT | NUT, TYPICAL, QA 3, NUT, BUSHING RETAINER ELE; 3/8" TINNERMAN NUT *** | 3 | C | 5935B SE
BYG422M | AL | A-A-01-000-001 | 12 | NUT | NUT, TYPICAL, QA 1, CLASS 2, NUT, SCALE; HEAVY, ALLOY STEEL ASME SA194 GR 6 2B, 1.25-8 UNC FOR | 1 | C | 6670D SE
CAA472R | AL | F-A-29-202-000 | 18 | NUT | NUT, HEX, QA 1, CLASS 2, HEAVY, 3/4 IN, 10, CS, ASME SA563 GR A, UNC, 2B, STANDARD MILL FINISH, B18.2.2 | 1 | C | 5305J SE
CAB832G | AL | F-A-08-302-001 | 1 | NUT | NUT, HEX, QA 1, CLASS 2, HEAVY, 1-1/2 IN, 8, CS, ASME SA194 GR 2H, UNC, B18.2.2, NUT, PLAIN; NUT STYLE: HEAVY HEXAGON, MATERIAL: CARBON STEE | 1 |  | 5305J SE
CAT685M | AL | F-A-07-201-000 | 3 | NUT | NUT, TYPICAL, QA 1, CLASS 2, NUT, PUMP; 2", FOR RESIDUAL HEAT REMOVAL PUMP S/N 0674-70/71 DWG | 1 | C | 4320U SE
CAY264R | AL | A-A-01-000-001 | 2 | NUT | NUT, TYPICAL, QA 2, NUT, VALVE; ADJUSTMENT, SPARE PART FOR PRESSURE ACTUATED REGUALTING | 2 | C | 48200 SE
CBH600D | AL | F-A-19-201-000 | 28 | NUT | NUT, TYPICAL, QA 1, CLASS 2, NUT, VALVE; COVER STUD, FOR WALWORTH 16" SWING CHECK VALVE, WELDED | 1 | C | 48200 SE
CBJ432N | AL | D-A-06-102-006 | 8 | NUT | NUT, WING, QA 0, NUT, DOOR HARDWARE; WING NUT, 1/2 INCH-13 THD, BLOWER COMPARTMENT DOOR | 0 |  | 4710Y SE
CBM464R | AL | D-A-24-302-000 | 1 | NUT | NUT, LOCK, QA 1, CS, FOR CRANE'S GLOBE VALVE MODEL 5281WE-12"-300 # | 1 |  | 48200 SE
CBR515E | AL | F-A-08-302-005 | 19 | NUT | NUT, HEX, QA 0, STANDARD, 1/2 IN, NUT, PIPE HANGER; PLAIN, HEXAGON, .50 INCH. | 0 |  | 4710Y SE
CBX545G | AL | A-A-01-000-001 | 1 | NUT | NUT, LOCK, QA 3, LOCKNUT, PUMP; THRUST BEARING LOCKNUT FOR IDP 1 1/2 X 11A RWCU PUMPS | 3 | B | 4320U SE
CBX547C | AL | A-A-01-000-001 | 3 | NUT | NUT, TYPICAL, QA 3, PUMP, NUT, PUMP; SEAL GLAND TO STUFFING BOX FOR IDP 1 1/2 X 11A RWCU PUMP | 3 | B | 4320U SE
CDC144E | AL | D-A-06-102-006 | 1 | NUT | NUT, TYPICAL, QA 1, NUT, TUBE COUPLING; MATERIAL: BRASS, STYLE: UNION SHORT, NOMINAL SIZE: | 1 |  | 4730P SE
CDF614K | AL | A-A-01-000-001 | 8 | NUT | NUT, TYPICAL, QA 0, NUT, TORQUE; SUPER BOLT, 1-3/4"-8 THREADS PER INCH, CARBON STEEL *** | 0 | C | 5305J SE
CDY856D | AL | D-A-16-201-002 | 236 | NUT | NUT, HEX, QA 2, NUT, PLAIN; NUT STYLE: HEXAGON, MATERIAL: BRASS, NOMINAL DIAMETER: NO | 2 |  | 5305J SE
CEC674A | AL | D-A-25-302-004 | 86 | NUT | NUT, TYPICAL, QA 3, NUT, DOOR HARDWARE; TYPE: JACK NUT, SIZE: 1/4-20, FOR USE WITH OVERLY | 3 |  | 5670A SE
CEG905X | AL | F-A-08-302-002 | 10 | NUT | NUT, TUBING, QA 0, 1/4 IN, PLASTIC, POLY-FLO, *** 1/4" POLY-FLO WITH PLASTIC SLEEVES STYLE # 261-P-04 | 0 |  | 3040D SE
CEH406B | AL | F-A-04-202-006 | 7 | NUT | NUT, TYPICAL, QA 0, ** GUARD NUT AND BOLT | 0 |  | 6210P SE
CEL072L | AL | D-A-20-402-005 | 1 | NUT | NUT, HEX, QA 3, NUT, HEX; TYPE: PLAIN; SIZE: #10; MATERIAL: CS; TPI: 32; SURF | 3 |  | 5305J SE
CEL643C | AL | D-A-20-402-005 | 5 | NUT | NUT, HEX, QA 3, NUT, HEX; TYPE: HEAVY/PLAIN; SIZE: 7/8 IN; MATERIAL: ALLOY STEEL; TPI: | 3 |  | 5305J SE
CEV804B | AL | D-A-04-401-000 | 2 | NUT | NUT, TUBING, QA 3, 2 IN, STAINLESS STEEL, FLARE, FLARE TUBE END NUT | 3 |  | 4730P SE
CEY277P | AL | D-A-24-202-005 | 6 | NUT | NUT, LOCK, QA 0, 1-1/2 IN, STEEL, CADMIUM PLATED, *** TEFLON LINED PIPE THREAD LOCKNUTS, WIDTH ACROSS FLATS 2 1/4" | 0 |  | 5305J SE
CHX505Q | AL | D-B-17-302-001 | 1 | NUT | NUT, TYPICAL, QA 1, SMART STEM, , MATERIAL UNS-C86300, FOR 3" - 900 LB DOUBLE DISC GATE VALVE WITH | 1 |  | 48200 SE
ABE093C | AL | L-A-13-000-002 | 2 | NUT | NUT, LOCK, QA 0, LOCKNUT, BEARING; PUMP, PT 240, FOR INGERSOLL-RAND CENTRIFUGAL PUMP | 0 | P | 4320U SE
ABJ772C | AL | L-A-09-000-002 | 4 | NUT | NUT, LOCK, QA 0, FLEX, *** FOR TARGET ROCK RELIEF VALVE, MODEL 67F, SIZE 6X10 IN, DWG | 0 | P | 48200 SE
ACA260N | AL | L-A-09-000-002 | 1 | NUT | NUT, TYPICAL, QA 0, VALVE, 1-1/4 IN, *** FOR VARIOUS LOCATIONS ON BFP TURBINE, S/N 122593 (5600), AND FDF | 0 | P | 2825G SE
ACD622K | AC | - - - - | 150 | NUT | NUT, LOCK, QA 0, NUT, ; SPEED, (GREEN), (SPRING CLIP NUT FOR CALL STATION COVER) NO 1 | 0 | C | 3960D SE
AED881E | AL | X-A-17-000-002 | 1 | NUT | NUT, LOCK, QA 0, NUT, AIR COMPRESSOR; LOCK, PT 5-67-B, FOR SOOTBLOWING AIR COMPRESSOR | 0 | C | 4310I SE
AEF894T | AL | L-A-09-000-002 | 1 | NUT | NUT, TYPICAL, QA 3, VALVE, 5/16 IN, 18, SS, UNC, GEG-30707 C016, ITEM 100 GLAND FLANGE, ASTM F594 ALLOY GROUP 2 (USC S31600) CONDITION | 3 | P | 48200 SE
AFE088C | AL | L-A-13-000-002 | 2 | NUT | NUT, TYPICAL, QA 0, PUMP, *** IMPELLER, PT 304, FOR WATERBOY BACKWASH PUMP, FIG 3655, SIZE 1-1/2 | 0 | P | 4320U SE
AHX213K | AL | L-A-09-000-002 | 30 | NUT | NUT, TYPICAL, QA 0, BRASS, *** MOVEMENT LINKAGE, FOR CONTROL-INDICATOR, 6 IN DIAL, 12 IN | 0 | C | 6695D SE
AJA713T | AL | L-A-09-000-002 | 4 | NUT | NUT, HEX, QA 0, JAM, *** INNER, FOR AXLE SERIES "C", 20 IN WHEEL AND DRUM ASSY | 0 | P | 3950F SE
AJA813N | AL | L-A-09-000-002 | 4 | NUT | NUT, HEX, QA 0, JAM, *** OUTER, FOR AXLE, SERIES "C", 20 IN WHEEL AND DRUM ASSY | 0 | P | 3950F SE
AJD736Y | AL | L-A-03-000-002 | 11 | NUT | NUT, LOCK, QA 2, LOCKNUT, BEARING; FOR COMPRESSOR ASSEMBLY OF CENTRIFUGAL SENTRY | 2 | P | 4310I SE
AJH393E | AL | L-A-09-000-002 | 1 | NUT | NUT, HEX, QA 1, NUT,PLAIN,HEXAGON, ; STAINLESS STEEL, 0.375 IN, BONNET, STUD, FOR | 1 | P | 48200 SE
AMW064D | AL | M-A-08-000-002 | 10 | NUT | NUT, TUBING, QA 0, NUT, TUBE COUPLING; UNION *** | 0 | P | 4730P SE
AMY474Q | AL | L-A-04-000-002 | 1 | NUT | NUT, TYPICAL, QA 0, VALVE, *** PUMP, FOR MODEL F3-PVA120-RS-10, ON ELECTRO-HYDRAULIC CONTROL | 0 | C | 48200 SE
ANT421W | AL | M-A-03-000-002 | 3 | NUT | NUT, TYPICAL, QA 2, NUT, ; MAIN BEARING STUD (UPPER),FOR ELECTRO-MOTIVE DIV, GENERAL | 2 | P | 2910O SE
ANT521Q | AL | M-A-03-000-002 | 12 | NUT | NUT, TYPICAL, QA 2, NUT, ; MAIN BEARING STUD (LOWER),FOR ELECTRO-MOTIVE DIV, GENERAL | 2 | P | 2910O SE
ANT621L | AL | M-A-07-000-002 | 12 | NUT | NUT, HEX, QA 2, NUT,PLAIN,HEXAGON, ; HEX, FOR DIESEL ENGINE, MODEL 16-645-E4 *** | 2 | P | 2910O SE
ANY187M | AL | M-A-08-000-002 | 12 | NUT | NUT, HEX, QA 1, NUT,PLAIN,HEXAGON, ; NUT, PLAIN, HEXAGON, 1-3/8-8 UN, STUD, FOR MAIN | 1 | P | 48200 SE
APP982W | AL | L-A-09-000-002 | 20 | NUT | NUT, TYPICAL, QA 2, NUT, ; THUMB, FOR MOLDED COVER ON WH TYPE MG-6 RELAY *** | 2 | P | 5945D SE
ARE708L | AL | L-A-09-000-002 | 50 | NUT | NUT, HEX, QA 1, HEAVY, 9/16 IN, 12, CS, ASME SA194 GR 2H, UNC, 2B, B18.2.2, NUT, PLAIN; NUT STYLE: HEXAGON, MATERIAL: CARBON STEEL, NOMINAL | 1 | C | 5305J SE
ARE709J | AL | L-A-03-000-002 | 6 | NUT | NUT, HEX, QA 1, CLASS 2, HEAVY, 5/8 IN, 11, CS, ASME SA194 GR 2H, UNC, 2B, STANDARD MILL FINISH, B18.2.2 | 1 | C | 5305J SE
ARG056H | AL | M-A-03-000-002 | 1 | NUT | NUT, TUBING, QA 0, 1/2 IN, STAINLESS STEEL, COMPRESSION, AISI 316, NUT, TUBE COUPLING; STAINLESS STEEL AISI 316 S31600, FIRST ID .5 IN | 0 | P | 4730P SE
ARL753F | AL | L-A-03-000-002 | 5 | NUT | NUT, HEX, QA 0, STANDARD, 1/2 IN, 13, STEEL, UNC, *** SLOTTED, FOR AIR COMPRESSOR, MODEL VH-75, SIZE 14.5 X 9 X 6.5 | 0 | P | 4310I SE
ARN918Y | AL | L-A-09-000-002 | 2 | NUT | NUT, LOCK, QA 0, HEX, 5/16 IN, *** NOZZLE, FOR MINI- LINE 500 CONTROLLER | 0 | P | 6695D SE
ATC762H | AL | T-A-01-000-002 | 24 | NUT | NUT, TYPICAL, QA 2, NUT, ; 16 POINT,TIE ROD,COUNTER BORE, ON 3-1/4 AND 4IN BORE | 2 | P | 5305J SE
ATH852N | AL | T-A-01-000-002 | 51 | NUT | NUT, LOCK, QA 2, NUT,PLAIN,HEXAGON, ; 0.250 IN, LOCKING TYPE FOR TIEROD EXTENSION ON | 2 | P | 5305J SE
ATH853L | AL | T-A-01-000-002 | 7 | NUT | NUT, LOCK, QA 2, NUT,PLAIN,HEXAGON, ; 0.875 IN, 14 UN-3B, ASTM A108 GR 1137 | 2 | P | 5305J SE
ATT643H | AL | T-A-12-000-002 | 1 | NUT | NUT, TYPICAL, QA 0, VALVE, *** YOKE, ITEM 25, FOR 018.000 IN, 300 PSI, GATE VALVE, DRAWING | 0 | P | 48200 SE
AVH291Y | AL | T-A-12-000-002 | 1 | NUT | NUT, TYPICAL, QA 0, VALVE, STEEL, *** YOKE, DWG.REF.20, FOR 018.000 IN, 300 PSI, GATE VALVE ITEM NO | 0 | P | 48200 SE
AVH536T | AL | L-A-09-000-002 | 11 | NUT | NUT, TUBING, QA 0, 0.908 IN, BRASS, FEMALE NGO, HEX, NUT, TUBE COUPLING; MATERIAL: BRASS, STYLE: HEX STANDARD, NOMINAL | 0 | P | 4730P SE
AVX782D | TR | - - - - | 2 | NUT | NUT, TYPICAL, QA 0, STEEL, *** IT 72, C/W WASHER, FOR SUMP PUMP, MOD 3X4HBD-L, TY HBD-L, ASSY | 0 | P | 5305J SE
AVX782D | AL | T-A-01-000-002 | 5 | NUT | NUT, TYPICAL, QA 0, STEEL, *** IT 72, C/W WASHER, FOR SUMP PUMP, MOD 3X4HBD-L, TY HBD-L, ASSY | 0 | P | 5305J SE
AVX860Y | AL | L-A-03-000-002 | 2 | NUT | NUT, TYPICAL, QA 0, VALVE, STEEL, *** FOR 003.000 IN, DIAPHRAGM CONTROL VALVE, MODEL 3902-0, SERIAL 6890 | 0 | P | 48200 SE
AWD917W | AL | L-A-03-000-002 | 2 | NUT | NUT, LOCK, QA 0, NUT, SLEEVE; SHAFT, COMPLETE WITH SCREW, P/N 115A2A22, FOR AUXILIARY | 0 | P | 4320U SE
AWE675M | AL | T-A-12-000-002 | 1 | NUT | NUT, TYPICAL, QA 0, VALVE, BRONZE, *** ASTM B 584, YOKE, FOR 010.000 IN, 900 LB, GATE VALVE CODE | 0 | P | 48200 SE
AWE678F | AL | T-A-12-000-002 | 1 | NUT | NUT, TYPICAL, QA 0, VALVE, BRONZE, *** ASTM B584-862, YOKE, FOR 010.000 IN, 900 LB, GATE VALVE, CODE | 0 | P | 48200 SE
AWG388E | AL | L-A-09-000-002 | 1 | NUT | NUT, TUBING, QA 0, BRASS, *** FIRST END TYPE: THREADED EXTERNAL | 0 | P | 4730P SE
AWK859H | AL | L-A-07-000-002 | 1 | NUT | NUT, LOCK, QA 0, 4.7244 IN, 12, N-24, *** PUMP HALF, FOR REACTOR RECIRCULATION PUMP, SIZE 28 X 28 X 35, TYPE | 0 | P | 4320U SE
AWN879V | AL | T-A-01-000-002 | 9 | NUT | NUT, TYPICAL, QA 0, VALVE, #4, 40, STEEL, NUT, VALVE; STEEL, ARC, HOLLOW, SPECIAL, 4-40 UNF, FOR LEVEL CONTROL | 0 | P | 48200 SE
AWR780B | AL | P-A-LL-ET0-063 | 1 | NUT | NUT, LOCK, QA 0, NUT, PUMP; SHAFT SLEEVE, C/W 2 EA SETSCREWS PN 109A2-S-90, FOR PUMP | 0 | C | 4320U SE
AWV810J | AL | P-A-LL-ET0-063 | 28 | NUT | NUT, TYPICAL, QA 0, VALVE, 1.0 IN, *** SPECIAL PURPOSE, FOR MAIN TURBINE BY-PASS VALVE, LOWER HEAD | 0 | C | 48200 SE
AXP346L | AL | L-A-09-000-002 | 15 | NUT | NUT, HEX, QA 3, NUT,PLAIN,HEXAGON, ; CARBON STEEL, SIZE .25 IN, UNC SOLENOID LINK, FOR | 3 | P | 5305J SE
AXP348G | AL | L-A-09-000-002 | 11 | NUT | NUT, HEX, QA 3, NUT, PLAIN; BRASS, SIZE .312 IN, UNC, SLOTTED, FOR ELECTRIC BRAKE | 3 | P | 61100 SE
AYE551V | AL | M-A-04-000-002 | 24 | NUT | NUT, HEX, QA 1, CLASS 2, NUT,PLAIN,HEXAGON, ; HEAVY, ALLOY STEEL, ASME SA 194 GR 7, 0.500-13 | 1 | C | 5305J SE
AYK651X | AL | L-A-09-000-002 | 1 | NUT | NUT, TYPICAL, QA 0, TURBINE, 1-1/2 IN, 8, CARBON STEEL, 8-UN, NUT, STEAM TURBINE; CARBON STEEL, SIZE 1.500 IN 8 THD PER IN, UN, REF | 0 | P | 2825G SE
AYK798Y | AL | L-A-09-000-002 | 3 | NUT | NUT, TYPICAL, QA 0, TURBINE, STEEL, *** REF 24, DWG 737E236, FOR TACHOMETER GENERATOR ON TURBINE, GE REQ | 0 | P | 2825G SE
BAP026C | AL | L-A-09-000-002 | 7 | NUT | NUT, TYPICAL, QA 0, NUT, ; TIE ROD, 0.75 OD X 0.5 ID X 1 IN LONG, FOR AIR CYLINDER, MODEL | 0 | P | 5305J SE
BAV442J | AL | M-A-15-000-002 | 10 | NUT | NUT, TYPICAL, QA 1, NUT, VALVE; YOKE, METALLIC, FOR GATE VALVE1 IN, DWG 3NC035, REV 2, FIG | 1 | P | 48200 SE
BBF161J | AL | L-A-09-000-002 | 35 | NUT | NUT, TUBING, QA 1, CLASS 2, 1/2 IN, SS, COMPRESSION, ASME SA479 TP 316, HEX | 1 | C | 4730P SE
BBF163E | AL | L-A-09-000-002 | 58 | NUT | NUT, TUBING, QA 3, NUT, TUBE COUPLING; CARBON STEEL, STANDARD MILL FINISH, FIRST ID .375 | 3 | P | 4730P SE
BBF171F | AL | L-A-09-000-002 | 1 | NUT | NUT, TUBING, QA 3, NUT, TUBE COUPLING; BRASS, STANDARD MILL FINISH, FIRST ID .75 IN SEAT | 3 | P | 4730P SE
BBF203X | AL | L-A-09-000-002 | 55 | NUT | NUT, TUBING, QA 3, NUT, TUBE COUPLING; BRASS, STANDARD MILL FINISH, FIRST ID .125 IN END | 3 | P | 4730P SE
BBF215M | AL | T-A-01-000-002 | 81 | NUT | NUT, TUBING, QA 3, 1/2 IN, SS, COMPRESSION, ASME SA182 GR F316, FORGED, HEX, NUT, TUBE COUPLING; STAINLESS STEEL ASME SA 182 GR F316 S31600, | 3 | P | 4730P SE
BBF759C | AL | L-A-09-000-002 | 19 | NUT | NUT, TUBING, QA 3, INVERTED NUT, TUBE COUPLING; BRASS, STANDARD MILL FINISH, FIRST ID .25 | 3 | P | 4730P SE
BBR341W | AL | L-A-13-000-002 | 26 | NUT | NUT, LOCK, QA 0, NUT, ; HEX HEAD, SELF-LOCKING, FOR GENERATOR ON TURBINE, S/N 170X374 | 0 | P | 6115F SE
BCD639T | AL | M-A-07-000-002 | 13 | NUT | NUT, HEX, QA 2, NUT,PLAIN,HEXAGON, ; CARBON STEEL, 1 IN, 14 THREADSPER INCH, ROCKER | 2 | P | 2910O SE
BDP706D | AL | M-A-01-000-002 | 1006 | NUT | NUT, TUBING, QA 0, 1/4 IN, BRASS, COMPRESSION, FLARELESS, NUT, TUBE COUPLING; MATERIAL: BRASS, NOMINAL SIZE: 00.250 IN ( 1/4) | 0 | P | 4730P SE
BFX571X | AL | L-A-03-000-002 | 2 | NUT | NUT, TYPICAL, QA 0, VALVE, 3/8 IN, 16, CARBON STEEL, *** EYE BOLT, UNC, FOR GATE VALVE, 1.5 IN, 800 PSIG, FIG 596-2, DWG | 0 | P | 48200 SE
BGB719E | AL | L-A-03-000-002 | 5 | NUT | NUT, TYPICAL, QA 0, COUPLING, #10, 32, 1/4 IN, NUT, HOSE COUPLING; TEE, 10-32 X 0.25 IN THREADED SHAFT, FOR SELF | 0 | P | 4730P SE
BHD434E | AL | T-A-01-000-002 | 2 | NUT | NUT, TYPICAL, QA 1, NUT,CAPSULE HOUSING, ; 0 TO 437-20 IN, FOR CAPSULE HOUSING, ON | 1 | P | 6695D SE
BHW420P | AL | M-A-12-000-002 | 4 | NUT | NUT, LOCK, QA 1, LOCKNUT, ACTUATOR; STEEL, REF 125, FOR VALVE ACTUATOR, TYPE SBD-00 | 1 | C | 48200 SE
BHX391K | AL | L-A-09-000-002 | 70 | NUT | NUT, HEX, QA 1, NUT,PLAIN,HEXAGON, ; 0.375-16 IN, MACHINE, FOR DIESEL ENGINE, MODEL | 1 | P | 2910O SE
BJB883L | AL | M-A-07-000-002 | 6 | NUT | NUT, HEX, QA 3, NUT,PLAIN,HEXAGON, ; STAINLESS STEEL, NUT CLASS JAM, NUMBER SIZE 10 | 3 | P | 48200 SE
BJC577N | AL | L-A-09-000-002 | 8 | NUT | NUT, HEX, QA 1, NUT,PLAIN,HEXAGON, ; BRASS, NOMINAL DIA .375 IN, FOR TYPE A, EA OR EF | 1 | P | 5305J SE
BJD100J | AL | L-A-08-000-002 | 55 | NUT | NUT, TYPICAL, QA 3, NUT, PUMP; HEX HEAD, 1.25 IN DIA, FOR CASING TO COLUMN, CASING TO | 3 | P | 4320U SE
BJQ679G | AL | T-A-01-000-002 | 11 | NUT | NUT, HEX, QA 1, CLASS 2, NUT, PLAIN; NUT STYLE: HEXAGON, MATERIAL: STAINLESS STEEL, NOMINAL | 1 | C | 5305J SE
BJQ685M | AL | T-A-01-000-002 | 46 | NUT | NUT, TYPICAL, QA 3, NUT, ; CARBON STEEL, CAGE, J-TYPE, 0.312-18 UNC *** | 3 | P | 5305J SE
BJQ720R | AL | M-A-06-000-002 | 2 | NUT | NUT, TYPICAL, QA 3, NUT, VALVE; SLIDER, CARBON STEEL, FOR VALVE ACTUATOR, SIZE MDT-2-4 IN | 3 | C | 48200 SE
BJT804Y | AL | L-A-03-000-002 | 66 | NUT | NUT, LOCK, QA 0, LOCKNUT, ELECTRICAL CONDUIT; TRADE SIZE: 00.375000 ( 3/8), STYLE: | 0 | P | 5975B SE
BKA551D | AL | P-A-LL-ET0-078 | 7 | NUT | NUT, TYPICAL, QA 3, NUT, ; STAINLESS STEEL, 1.25 IN LONG,0.562 IN DIA, FOR SRM/IRM | 3 | C | 6630D SE
BKB819P | AL | M-A-01-000-002 | 2 | NUT | NUT, TYPICAL, QA 3, NUT, ACTUATOR; CARBON STEEL, SLIDER, RIGHT HAND, FOR VALVE ACTUATOR | 3 | B | 48200 SE
BKB863L | AL | M-A-01-000-002 | 2 | NUT | NUT, TYPICAL, QA 3, NUT, ACTUATOR; SLIDER, RIGHT-HAND, STEEL, REF 13, FOR MANUAL VALVE | 3 | B | 48200 SE
BKQ679A | AL | L-A-09-000-002 | 4 | NUT | NUT, HEX, QA 1, NUT,PLAIN,HEXAGON, ; CARBON STEEL, NOMINAL DIA .375 IN, THD 16, UNC | 1 | P | 6140C SE
BLA124T | AL | L-A-09-000-002 | 2 | NUT | NUT, LOCK, QA 3, LOCKNUT, BEARING; BEARING, STEEL, MATERIAL CODE 056. *** | 3 | P | 4320U SE
BLA763P | AL | M-A-16-000-002 | 10 | NUT | NUT, TYPICAL, QA 3, NUT, VALVE; STEM, FOR BALL VALVE, 0.75 IN,600 PSIG, BRONZE BODY, MODEL | 3 | P | 48200 SE
BLC591G | AL | L-A-09-000-002 | 182 | NUT | NUT, TYPICAL, QA 0, STAINLESS STEEL, *** FOR CONDENSATE FILTER DEMINERALIZER | 0 | P | 4420B SE
BLC591G | AL | L-A-14-000-002 | 514 | NUT | NUT, TYPICAL, QA 0, STAINLESS STEEL, *** FOR CONDENSATE FILTER DEMINERALIZER | 0 | P | 4420B SE
BLG971H | AL | P-A-LL-ET0-064 | 20 | NUT | NUT, LOCK, QA 1, NUT,SELF-LOCKING,HEX, ; CARBON STEEL, ASTM A307-78, GRA, HEAVY HEX | 1 | C | 5305J SE
BLG972F | AL | P-A-LL-ET0-064 | 20 | NUT | NUT, LOCK, QA 1, NUT, LOCK; CARBON STEEL, DIA: 1.25, THREAD PER INCH: 7, THREAD SERIES: | 1 | C | 5305J SE
BLL140L | AL | M-A-09-000-002 | 67 | NUT | NUT, HEX, QA 0, HEAVY, 1-5/8 IN, 8, CARBON STEEL, ASTM A563 GR A, UNC, NUT,PLAIN,HEXAGON, ; CARBON STEEL,ASTM A563,GR A 1.625 IN-8 UN,HEX | 0 | P | 5305J SE
BLL145Y | AL | M-A-09-000-002 | 61 | NUT | NUT, HEX, QA 2, NUT,PLAIN,HEXAGON, ; CARBON STEEL,ASTM A563,GR B 0.370 IN-16 UNC,HEX | 2 | P | 5305J SE
BMB540C | AL | T-A-01-000-002 | 9 | NUT | NUT, LOCK, QA 0, LOCKNUT, BEARING; IMPELLER, 7/8-14, FOR ALUM POND SUMP PUMP "B". *** | 0 | P | 4320U SE
BNB825A | AL | M-A-04-000-002 | 1 | NUT | NUT, EYE, QA 1, NUT, EYE; WELDLESS, CARBON STEEL, FORGED, TAP SIZE 2.5 IN, LCDS R/2 | 1 | P | 4710Y SE
BNH986J | AL | T-A-01-000-002 | 1 | NUT | NUT, TYPICAL, QA 3, NUT, ; 0.5 IN UNC ID, TYPE 316 STAINLESS STEEL, PARTS LIST ITEM 13 | 3 | P | 6695D SE
BNP981X | AL | M-A-06-000-002 | 5 | NUT | NUT, LOCK, QA 3, NUT, VALVE; LOCK, FOR VIKING VALVES, ITEM 3 ON MODEL C-1 AS SHOWN ON | 3 | P | 48200 SE
BNP984P | AL | M-A-06-000-002 | 5 | NUT | NUT, LOCK, QA 3, NUT, VALVE; SELF-LOCKING, FOR VIKING VALVES, ITEM 7 ON TECHNICAL DATA | 3 | P | 48200 SE
BPH542H | AL | T-A-01-000-002 | 6 | NUT | NUT, TYPICAL, QA 1, NUT, VALVE; BONNET, DWG W1653, FOR SWING CHECK VALVES, 3 IN, 150 LB | 1 | P | 48200 SE
BPH617C | AL | P-A-LL-ET0-108 | 15 | NUT | NUT, TYPICAL, QA 1, NUT, PUMP; STUD, DWG 624875XX, FOR COUPLING ASSY, PT 2, ON NUCLEAR | 1 | C | 4320U SE
BPR318D | AL | T-A-01-000-002 | 25 | NUT | NUT, LOCK, QA 3, NUT, AIR COMPRESSOR; LOCK, HEX, 0.75 IN UNF, MODEL 304-32, SIZE 5.25 & | 3 | C | 4310I SE
BPT115N | AL | T-A-01-000-002 | 4 | NUT | NUT, TYPICAL, QA 1, NUT, VALVE; DISK NUT PIN, P/N 265, MATERIAL A479-316, DWG W9123452 | 1 | C | 48200 SE
BRB684F | AL | T-A-01-000-002 | 27 | NUT | NUT, TYPICAL, QA 1, CLASS 3, NUT, VALVE; BONNET, DWG# W1651, SA 194-2H FOR ANCHOR/DARLING 3.0 INCH | 1 | C | 48200 SE
BRE145Y | AL | L-A-02-000-002 | 32 | NUT | NUT, TYPICAL, QA 1, NUT, SHEET SPRING; NOMINAL DIAMETER: 0.164000 ( NO. 8), MATERIAL SPEC: | 1 | C | 5305J SE
BRH589A | AL | T-A-01-000-002 | 24 | NUT | NUT, TYPICAL, QA 3, NUT, VALVE; HANDLE FOR A .500 IN HANCOCK VALVE M/N 7130W *** | 3 | C | 48200 SE
BRK109A | AL | L-A-09-000-002 | 1 | NUT | NUT, TYPICAL, QA 3, NUT, VALVE; YOKE, FOR VELAN 4 IN. 900 LB. PRESSURE SEAL GATE VALVE FIG | 3 | B | 48200 SE
BRT221B | AL | L-A-09-000-002 | 1 | NUT | NUT, LOCK, QA 0, NUT, LOCK; LOCK NUT, FOR ASEA BROWN BOVERI MODEL DR 36 V 1750 D | 0 | C | 5130U SE
BTA989P | AL | L-A-15-000-002 | 24 | NUT | NUT, HEX, QA 0, NUT, PIPE HANGER; NUT, HEXAGON | 0 | C | 4710Y SE
BTB756A | AL | L-A-03-000-002 | 136 | NUT | NUT, HEX, QA 1, NUT, PLAIN; NUT STYLE: HEXAGON, MATERIAL: BRASS, NOMINAL DIAMETER: | 1 | C | 5305J SE
BTD793R | AL | T-A-01-000-002 | 2 | NUT | NUT, TYPICAL, QA 3, NUT, PUMP; IMPELLER NUT, FOR A CRANE PUMP M/N GVE-15K-23H-1S *** | 3 | C | 4320U SE
BTE879A | AL | L-A-05-000-002 | 3 | NUT | NUT, HEX, QA 1, STANDARD, #6, 32, CS, UNC, 2B, B18.6.3 | 1 | C | 5305J SE
BTL550V | AL | L-A-09-000-002 | 1 | NUT | NUT, TYPICAL, QA 3, VALVE, APPLICATION: GLOBE VALVE, TYPE: YOKE NUT (STEM NUT), VALVE SIZE: | 3 | C | 48200 SE
BVA083R | AL | L-A-08-000-002 | 105 | NUT | NUT, HEX, QA 1, NUT, PLAIN; NUT STYLE: HEXAGON, MATERIAL: BRASS, NOMINAL DIAMETER: | 1 | C | 5305J SE
BVH606R | AL | L-A-08-000-002 | 211 | NUT | NUT, HEX, QA 1, NUT, PLAIN; NUT STYLE: HEXAGON, MATERIAL: CARBON STEEL, NOMINAL | 1 | D | 5305J SE
BVL149B | AL | L-A-09-000-002 | 1 | NUT | NUT, TYPICAL, QA 1, NUT, VALVE; STEM, FOR WALWORTH CAST STEEL PRESSURE SEAL GATE VALVE, W/ | 1 | C | 48200 SE
BVP617L | AL | L-A-02-000-002 | 260 | NUT | NUT, HEX, QA 1, NUT, PLAIN; NUT STYLE: HEXAGON, MATERIAL: BRASS, NOMINAL DIAMETER: NO | 1 | C | 5305J SE
BVW492L | AL | L-A-03-000-002 | 1 | NUT | NUT, LOCK, QA 3, NUT, PUMP; SHAFT, W/NYLON LOCK RING, REF 14A, FOR 2-WTF-810, CRD | 3 | C | 4320U SE
BVX108C | AL | L-A-03-000-002 | 10 | NUT | NUT, TYPICAL, QA 3, NUT, PUMP; NUT, PUMP, IMPELLER, FOR VERTICAL SUMP PUMP, FIG 4511, SIZE | 3 | C | 4320U SE
BWJ192E | AL | T-A-01-000-002 | 2 | NUT | NUT, LOCK, QA 1, LOCKNUT, PUMP; LOCKNUT & WASHER, GEAR, FOR CENTRIFUGAL CHARGING PUMP | 1 | C | 4320U SE
BWJ397V | AL | L-A-13-000-002 | 2 | NUT | NUT, TYPICAL, QA 3, NUT, VALVE; 24 NF-2, FOR HONEYWELL PNEUMATIC VALVE POSITIONER SIDE | 3 | C | 48200 SE
BWJ679H | AL | L-A-05-000-002 | 1 | NUT | NUT, TYPICAL, QA 3, NUT, VALVE; YOKE, CAST AUSTENITIC DUCTILE IRON, TYPE A439, FOR 16 IN. | 3 | C | 48200 SE
BWJ685N | AL | L-A-05-000-002 | 1 | NUT | NUT, TYPICAL, QA 3, NUT, VALVE; YOKE, ITEM 3, CAST AUSTENITIC DUCTILE IRON, TYPE A439, FOR | 3 | C | 48200 SE
BWK929F | AL | L-A-13-000-002 | 2 | NUT | NUT, LOCK, QA 3, LOCKNUT, POSITIONER; FOR CASHCO PNEUMATIC CONTROLLER MODEL 764T *** | 3 | B | 6695D SE
BWL784A | AL | L-A-13-000-002 | 3 | NUT | NUT, HEX, QA 3, NUT, VALVE; JAM, FOLLOWER, PT 6-15, FOR ANCHOR/DARLING EQUALIZER | 3 | C | 48200 SE
BWL799W | AL | L-A-13-000-002 | 4 | NUT | NUT, TYPICAL, QA 3, NUT, VALVE; FOLLOWER, PT 6-10 FOR ANCHOR/DARLING EQUALIZER VALVE, 22 X | 3 | C | 48200 SE
BWL805X | AL | L-A-13-000-002 | 12 | NUT | NUT, TYPICAL, QA 3, NUT, VALVE; FOLLOWER, PT 6-10 AND/OR 6-15, FOR ANCHOR/DARLING SUCTION | 3 | C | 48200 SE
BWQ947K | AL | P-A-LL-ET0-119 | 10 | NUT | NUT, TYPICAL, QA 1, NUT, VALVE; BODY, FOR WM POWELL FIG. 1503WE GATE VALVE, 2-1/2", 150 | 1 | C | 48200 SE
BWX904D | AL | M-A-01-000-002 | 50 | NUT | NUT, LOCK, QA 3, NUT, LOCK; SHAFT, ITEM 27 *** | 3 | C | 4140U SE
BXJ232N | AL | P-A-LL-ET0-110 | 2 | NUT | NUT, TYPICAL, QA 1, NUT, VALVE; DISK NUT, 3" SWING CHECK, CARBON STEEL BODY, BOLTED CAP | 1 | C | 48200 SE
BXN273K | AL | M-A-01-000-002 | 1 | NUT | NUT, TYPICAL, QA 3, NUT, VALVE; BRONZE,YOKE,IT 17, FOR T-TYPE 4 IN, 150 PSI, GATE VALVE | 3 | C | 48200 SE
BXQ749H | AL | L-A-13-000-002 | 4 | NUT | NUT, TYPICAL, QA 0, *** FOR GE RECORDER, MODEL 8HG1A021041, TYPICAL S/N 431-4834 | 0 | B | 6695D SE
BXV281T | AL | P-A-LL-ET0-119 | 1 | NUT | NUT, LOCK, QA 1, ALLOY STEEL, ASTM A194 GR 8, NUT, DISK VALVE; FOR POWELL FIG. 3061-A, 4 INCH, 300 LB., SWING CHECK | 1 | C | 48200 SE
BYB664N | AL | M-A-12-000-002 | 1 | NUT | NUT, TYPICAL, QA 1, NUT, VALVE; ASTM A194 GRADE 6F, ITEM 11, FOR 4 IN ASME SEC III CLASS 2 | 1 | C | 48200 SE
BYC811Y | AL | L-A-03-000-002 | 47 | NUT | NUT, LOCK, QA 3, CONDUIT, 3/4 IN, STEEL, ZINC PLATED, ,STYLE: STANDARD, CONDUIT TYPE ACCEPT: THICKWALL, U.L LISTED | 3 | C | 5975B SE
BYX990P | AL | L-A-09-000-002 | 1 | NUT | NUT, LOCK, QA 3, LOCKNUT, BEARING; FOR BEARING W/BORE NO. 24, DIMENSION: 6-1/8" O.D. | 3 | C | 3110B SE
CAA861E | TR | - - - - | 100 | NUT | NUT, HEX, QA 1, 3/8 IN, CS, ELECTRO-GALVANIZED | 1 | C | 5975B SE
CAL598F | AL | P-A-LL-ET0-110 | 4 | NUT | NUT, TYPICAL, QA 1, NUT, VALVE; BODY, STUD, FOR WM. POWELL 3", CLASS 150, SWING CHECK V | 1 | C | 48200 SE
CAP707N | AL | L-A-11-000-002 | 1 | NUT | NUT, TYPICAL, QA 1, NUT, ACTUATOR; YOKE, F/WALWORTH 24" PRESSURE SEAL ANGLE VALVE W/SMB-5T | 1 | C | 48200 SE
CAP715N | AL | L-A-05-000-002 | 1 | NUT | NUT, LOCK, QA 1, NUT, ACTUATOR; UPPER BEARING, F/WALWORTH 24" PRESSURE SEAL ANGLE VALVE | 1 | C | 48200 SE
CBC405R | AL | L-A-11-000-002 | 1 | NUT | NUT, TYPICAL, QA 1, NUT, PISTON ROD; FOR BERGEN-PATTERSON HYDRAULIC SHOCK ARRESTOR, MODEL: | 1 | C | 4710Y SE
CBE269V | AL | L-A-09-000-002 | 150 | NUT | NUT, HEX, QA 2, NUT, PLAIN; NUT STYLE: HEXAGON, MATERIAL: BRASS, NOMINAL DIAMETER: NO | 2 | C | 5305J SE
CBH236V | AL | L-A-09-000-002 | 16 | NUT | NUT, TYPICAL, QA 0, PUMP, CS, HEX, GLAND NUT, ITEM NO. 38, FOR CONDENSER TUBE CLEANING PUMP | 0 | C | 4320U SE
CBL964A | AL | L-A-09-000-002 | 6 | NUT | NUT, HEX, QA 1, CLASS 2, HEAVY, 3/4 IN, 10, SS, ASME SA194 GR 6, UNC, 2B, STANDARD MILL FINISH, B18.2.2 | 1 | C | 5305J SE
CBV936B | AL | L-A-08-000-002 | 9 | NUT | NUT, HEX, QA 2, NUT, PLAIN; NUT STYLE: HEXAGON, MATERIAL: BRASS, NOMINAL DIAMETER: NO | 2 | C | 5305J SE
CBV941J | AL | L-A-09-000-002 | 305 | NUT | NUT, HEX, QA 2, NUT, PLAIN; NUT STYLE: HEXAGON, MATERIAL: BRASS, NOMINAL DIAMETER: NO | 2 | C | 5305J SE
CDJ609X | AC | - - - - | 20966 | NUT | NUT, HEX, QA 2, NUT, PLAIN; NUT STYLE: HEXAGON, MATERIAL: BRASS, NOMINAL DIAMETER: | 2 | C | 5305J SE
CDM093D | AL | T-A-01-000-002 | 50 | NUT | NUT, LOCK, QA 2, NUT, SELF-LOCK ASSEMB; LOCK NUT FOR DAMPER BLADE BOLT, SIZE: 1/4-20" | 2 | C | 5305J SE
CDQ188V | AL | L-A-09-000-002 | 40 | NUT | NUT, HEX, QA 3, NUT, PLAIN; NUT STYLE: HEXAGON, MATERIAL: CARBON STEEL, NOMINAL | 3 | C | 5305J SE
CDR213J | AL | L-A-03-000-002 | 12 | NUT | NUT, HEX, QA 1, CLASS 2, HEAVY, 1/2 IN, 13, CARBON STEEL, ASME SA563 GR A, UNC, 2B, CADMIUM PLATED, B18.2.2 | 1 | C | 5305J SE
CEA253D | AL | M-A-12-000-002 | 64 | NUT | NUT, HEX, QA 1, CLASS 2, HEAVY, 1-1/8 IN, 7, ALLOY STEEL, ASME SA194 GR 7, UNC, 2B, STANDARD MILL FINISH, B18.2.2 | 1 | C | 5305J SE
CEA942M | AL | M-A-06-000-002 | 95 | NUT | NUT, TYPICAL, QA 1, CLASS 2, 1-1/8 IN, 7, ALLOY STEEL, NUT, PLAIN; NUT STYLE: HEAVY HEXAGON, MATERIAL: ALLOY STEEL, NOMINAL | 1 | C | 5305J SE
CEH562V | AL | L-A-11-000-002 | 4 | NUT | NUT, TYPICAL, QA 1, CLASS 1, NUT, *TYPICAL; TYPE: ASSEMBLY; SIZE: 2 IN; TPI: 8 *** SUPERBOLT TORQUE | 1 | C | 48200 SE
CEJ050L | AL | L-A-07-000-002 | 20 | NUT | NUT, HEX, QA 3, NUT, HEX; TYPE: HEAVY/PLAIN; SIZE: 1-1/2 IN; MATERIAL: SS; TPI: 6; | 3 | C | 5305J SE
CEQ530G | AL | L-A-03-000-002 | 63 | NUT | NUT, HEX, QA 1, HEAVY, 1/4 IN, 20, CS, ASTM A194 GR 2H, UNC, 2B, STANDARD MILL FINISH, B18.2.2 | 1 | C | 5305J SE
CFK896D | AL | L-A-11-000-002 | 1 | NUT | NUT, TYPICAL, QA 0, VALVE, BRONZE, GEAR CENTER LOCKNUT, *** STEM, 64 SPLINE, REF LIMITORQUE 114, MATERIAL ASTM B584 GE C863000 | 0 | C | 48200 SE
CFW092Y | AL | L-A-09-000-002 | 1 | NUT | NUT, TUBING, QA 3, STAINLESS STEEL, ** | 3 | B | 4730P SE
BHX410M | AL | Z-Z-ZZ-ZZZ-ZZZ | 20 | OIL | OIL, TYPICAL, QA 0, QUENCHING, 5 GAL, CAN | 0 | P | 9150H SE
BLE969E | AL | Z-Z-ZZ-ZZZ-ZZZ | 4 | OIL | OIL, TYPICAL, QA 3, LUBRICATING OIL, ENGINE; ENGINE, INTERNAL COMBUSTION, PREMIUM, TVA | 3 | P | 9150H SE
AKY243Q | AL | L-A-09-000-002 | 1 | OILER | OILER, AUTOMATIC, QA 0, AIR LINE, 3 IN, 150 PSI, OILER, AIRLINE; AIR LINE, LUBRICATOR, 150 LB 3 IN *** | 0 | P | 5120M SE
ATJ066X | AL | T-A-01-000-002 | 1 | OILER | OILER, AUTOMATIC, QA 3, OILER, ; CONSTANT LEVEL,OPTO-MATIC, PLASTIC BOWL,0.250IN NPT OUTLET,8 | 3 | P | 5120M SE
AXX350A | AL | M-A-16-000-002 | 1 | OILER | OILER, AUTOMATIC, QA 2, OILER, AIRLINE; 1 QT CAPACITY, 1.5 IN, LUBRICATOR *** | 2 | P | 2910O SE
BAE606J | AL | T-A-05-000-002 | 28 | OILER | OILER, AUTOMATIC, QA 0, OILER, ; FELT SEAL, FOR CAR DOOR ROLLER, ON PLANT ELEVATORS *** | 0 | C | 3960D SE
BTQ102Q | AL | F-B-03-102-000 | 1 | OPERATOR | OPERATOR, TYPICAL, QA 0, OPERATOR, VALVE; COMPLETE, SMBOOO; ORDER # 337653A, SER # 97441A *** | 0 | C | 48200 SE
BVC741C | AL | A-A-01-000-001 | 2 | OPERATOR | OPERATOR, TYPICAL, QA 1, OPERATOR, VALVE; SHAFT SIZE 0.625 IN, FOR 6 IN BUTTERFLY VALVE, MODEL | 1 | B | 48200 SE
CEC656C | AL | D-A-12-202-005 | 1 | OPERATOR | OPERATOR, TYPICAL, QA 0, SIDE, GATE OPERATOR; CAVE, FOR MODEL NO. 570. *** | 0 |  | 5660E SE
CEC657A | AL | D-A-12-202-005 | 1 | OPERATOR | OPERATOR, TYPICAL, QA 0, SIDE, GATE OPERATOR; PULLEY, FOR MODEL NO. 570. *** | 0 |  | 5660E SE
ARR236A | AL | T-A-05-000-002 | 1 | OPERATOR | OPERATOR, TYPICAL, QA 0, OPERATOR, ; TYPE MOM W/O ATTENDANT, LH D054, 200-320 VDC, W/GE MOTOR | 0 | C | 3960D SE
AVD341Y | AL | L-A-09-000-002 | 1 | OPERATOR | OPERATOR, SWITCH/TD, QA 0, LEVER/SPRING RETURN, 2, OIL TIGHT, CONTROL, ROTARY SWITCH; LEVER,SELECTOR,OIL TIGHT,2 POSITION,SPRING | 0 | P | 59300 SE
AVY388C | AL | A-A-01-000-001 | 1 | ORIFICE | ORIFICE, TYPICAL, QA 3, ORIFICE, VALVE; STAINLESS STEEL, AISI 416, 0.75-1 IN, DWG IT 4, FOR 1 | 3 | P | 48200 SE
AWG619M | AL | A-A-01-000-001 | 1 | ORIFICE | ORIFICE, TYPICAL, QA 0, ORIFICE, VALVE; STEEL, BY-PASS, REF 29, FOR AUTOMATIC RECIRCULATION | 0 | P | 48200 SE
AWG664G | AL | A-A-01-000-001 | 1 | ORIFICE | ORIFICE, STEAM, QA 0, ORIFICE, VALVE; STEEL, BY-PASS, REF 29, FOR AUTOMATIC RECIRCULATION | 0 | P | 48200 SE
BDJ124W | AL | E-A-16-C01-A01 | 3 | ORIFICE | ORIFICE, TYPICAL, QA 0, CIRCUIT BREAKER, 1/4 IN, 1/8 IN, 3/4 IN, STAINLESS STEEL, *** | 0 | C | 5925B SE
BLJ196P | AL | D-B-16-000-001 | 1 | ORIFICE | ORIFICE, TYPICAL, QA 0, ORIFICE, VALVE; STEEL, BASE, FOR CONSOLIDATED 6 IN TYPE 19060/PI-1 | 0 | P | 48200 SE
CAM587F | AL | P-A-LL-ET0-119 | 4 | ORIFICE | ORIFICE, TYPICAL, QA 1, ORIFICE, REGULATOR; ID: 1.469", FOR USE ON FUEL SUPPORT CASTING *** | 1 | C | 6695D SE
AVY388C | AL | M-A-01-000-002 | 3 | ORIFICE | ORIFICE, TYPICAL, QA 3, ORIFICE, VALVE; STAINLESS STEEL, AISI 416, 0.75-1 IN, DWG IT 4, FOR 1 | 3 | P | 48200 SE
BDN027W | AL | L-A-10-000-002 | 9 | ORIFICE | ORIFICE, TYPICAL, QA 0, FUEL ORIFICE,CONTROL, ; STAINLESS STEEL, PERIPHERAL, FOR CONTROL ROD | 0 | P | 4470C SE
BXR988R | AL | L-A-13-000-002 | 1 | ORIFICE | ORIFICE, TYPICAL, QA 3, ORIFICE, VALVE; BRASS SEAT, FOR REGULATOR TYPE 95-L, ON COCHRAN | 3 | C | 48200 SE
CAM587F | AL | P-A-LL-ET0-119 | 6 | ORIFICE | ORIFICE, TYPICAL, QA 1, ORIFICE, REGULATOR; ID: 1.469", FOR USE ON FUEL SUPPORT CASTING *** | 1 | C | 6695D SE
CAM588D | AL | P-A-LL-ET0-119 | 4 | ORIFICE | ORIFICE, TYPICAL, QA 1, ORIFICE, REGULATOR; ID 2.211", FOR USE ON FUEL SUPPORT CASTING *** | 1 | C | 6695D SE
CEB671M | AL | M-A-06-000-002 | 2 | ORIFICE | ORIFICE, TYPICAL, QA 2, ORIFICE, VALVE; STAINLESS STEEL, FOR 6 INCH -2W-MDF VALVE, DEPICTED AS | 2 | C | 48200 SE
CEC633Q | AL | L-A-05-000-002 | 2 | ORIFICE | ORIFICE, TYPICAL, QA 3, ORIFICE, PUMP; CONDENSER VACUUM, 1 INCH, FOR ASSEMBLY CL-2003 HOGGING | 3 | C | 4310I SE
AAW623G | AL | A-A-01-000-001 | 76 | O-RING | O-RING, TYPICAL, QA 0, PACKING, O-RING,SPARE PART; RUBBER, FLANGE GASKET, FOR MODEL 224 AND | 0 | P | 5730H SE
AAY655Q | AL | A-A-01-000-001 | 3 | O-RING | O-RING, TYPICAL, QA 0, PACKING, O-RING,SPARE PART; IMPELLER, FOR SUBMERSIBLE PUMP, 2125.010- | 0 | P | 5730H SE
AAY656N | AL | A-A-01-000-001 | 7 | O-RING | O-RING, TYPICAL, QA 0, PACKING, O-RING,SPARE PART; UPPER BEARING COVER, FOR SUBMERSIBLE PUMP | 0 | P | 5730H SE
ABD340F | AL | A-A-01-000-001 | 1 | O-RING | O-RING, TYPICAL, QA 3, PACKING,PREFORMED,O-, ; REF 4.2, FOR SENTRY CENTRIFUGAL REFRIGERATION | 3 | C | 5730H SE
ABE028P | AL | A-A-01-000-001 | 12 | O-RING | O-RING, TYPICAL, QA 0, PACKING, O-RING,SPARE PART; REF 2, FOR MECHANICAL SEAL, TYPE 8-1DBL | 0 | P | 5730H SE
ABE627A | AL | A-A-01-000-001 | 24 | O-RING | O-RING, TYPICAL, QA 0, PACKING, O-RING,SPARE PART; REF 11, FOR MECHANICAL SEAL, TYPE 8-1DBL | 0 | P | 5730H SE
ABG907T | AL | A-A-01-000-001 | 2 | O-RING | O-RING, TYPICAL, QA 3, PACKING,PREFORMED,O-, ; (SEAL FRONT PLATED), ROTARY VANE MOTOR, 3 HP | 3 | C | 6105D SE
ACW657J | AL | A-A-01-000-001 | 5 | O-RING | O-RING, TYPICAL, QA 3, FOR GENERAL ATOMIC RADIATION MONITOR, TVA SYSTEM 90 | 3 | C | 5730H SE
ADA166W | AL | A-A-01-000-001 | 30 | O-RING | O-RING, TYPICAL, QA 0, 1/16 IN, 1/2 IN, 5/8 IN, PACKING, O-RING; 000.062 THK X 000.500 ID X 000.625 IN OD, FOR 0.370D | 0 | P | 2825G SE
ADA266Q | AL | D-A-29-301-003 | 24 | O-RING | O-RING, TYPICAL, QA 0, 3/32 IN, RUBBER, 5/8 IN, 13/16 IN, PACKING, O-RING,SPARE PART; BLACK RUBBER, 0.09375 THICK X 0.625 X | 0 |  | 2825G SE
ADE961H | AL | A-A-01-000-001 | 2 | O-RING | O-RING, TYPICAL, QA 0, PACKING, O-RING,SPARE PART; DURA, REF 38, FOR WASTE COLLECTOR PUMP AND | 0 | P | 5730H SE
ADJ531N | AL | A-A-01-000-001 | 2 | O-RING | O-RING, TYPICAL, QA 0, 1/8 IN, VITON, 7 IN, 7-1/4 IN, PACKING, O-RING,SPARE PART; VITON, 000.125 THK X 007.000 X 007.250 IN | 0 | P | 5730H SE
ADV571V | AL | D-B-14-000-001 | 3 | O-RING | O-RING, TYPICAL, QA 0, 1/16 IN, NITRILE, 7/32 IN, 11/32 IN, BUNA, RUBBER DS52-1, 20 EACH PER PACK, FOR TYPE 83L RELAY, ON | 0 | P | 5730H SE
ADW656E | AL | A-A-01-000-001 | 1 | O-RING | O-RING, TYPICAL, QA 3, PACKING,PREFORMED,O-, ; NITRILE 0.06 X 0.18 X 0.37 IN POSITIONER | 3 | P | 5730H SE
AEE671L | AL | A-A-01-000-001 | 1 | O-RING | O-RING, TYPICAL, QA 0, PACKING, O-RING; "NON-ASBESTOS", DWG 568445MG, FOR MAIN FEED WATER | 0 | B | 5730H SE
AEW572E | AL | A-A-01-000-001 | 2 | O-RING | O-RING, TYPICAL, QA 3, PACKING,PREFORMED,O-, ; SEAL TUBE, FOR ACTUATOR, MODEL C *** | 3 | C | 5730H SE
AFB306N | AL | A-A-01-000-001 | 74 | O-RING | O-RING, TYPICAL, QA 0, 3/32 IN, 11/16 IN, 3/4 IN, PACKING, O-RING,SPARE PART; 000.093 THK X 000.687 ID X 000.75 IN OD | 0 | P | 5730H SE
AFB506E | AL | A-A-01-000-001 | 11 | O-RING | O-RING, TYPICAL, QA 0, 210, 1/8 IN, 3/4 IN, 1 IN, PACKING, O-RING,SPARE PART; 000.125 THK X 000.750 ID X 001.000 IN OD | 0 | P | 5730H SE
AFB606A | AL | A-A-01-000-001 | 5 | O-RING | O-RING, TYPICAL, QA 0, 214, 1/8 IN, 1 IN, 1-1/4 IN, PACKING, O-RING,SPARE PART; 000.125 THK X 001.000 ID X 001.250 IN OD | 0 | P | 5730H SE
AFN111C | AL | E-A-16-C02-A01 | 10 | O-RING | O-RING, TYPICAL, QA 0, PACKING, O-RING,SPARE PART; RUBBER, FOR STATIC CIRCUIT BREAKER, 23 KV | 0 | C | 5925B SE
AFN310H | AL | E-A-16-C01-F01 | 8 | O-RING | O-RING, TYPICAL, QA 0, PACKING, O-RING,SPARE PART; RUBBER, FOR STATIC CIRCUIT BREAKER, 23 KV | 0 | C | 5925B SE
AGV075C | AL | A-A-01-000-001 | 4 | O-RING | O-RING, TYPICAL, QA 0, PACKING, O-RING,SPARE PART; KNOB, FOR STATOR COOLING WATE TEMPERATURE | 0 | P | 5730H SE
AGV175H | AL | A-A-01-000-001 | 3 | O-RING | O-RING, TYPICAL, QA 0, PACKING, O-RING,SPARE PART; (57-5), FOR CONTROLLER SERIES C 1, MODEL | 0 | P | 5730H SE
AGW155J | AL | A-A-01-000-001 | 7 | O-RING | O-RING, TYPICAL, QA 3, PACKING,PREFORMED,O-, ; VITON A, FOR PRESSURE TRANSMITTER, MODEL E 11 | 3 | C | 6695D SE
AHB444W | AL | A-A-01-000-001 | 10 | O-RING | O-RING, TYPICAL, QA 3, 3/16 IN, 3-7/8 IN, 4-1/4 IN, PACKING,PREFORMED,O-, ; 000.187 THICK X 003.875 ID X 004.250 IN OD, | 3 | C | 5730H SE
AHD155R | AL | A-A-01-000-001 | 12 | O-RING | O-RING, TYPICAL, QA 3, PACKING,PREFORMED,O-, ; FOR INGERSOLL-RAND AIR COMPRESSOR, MODEL 253D | 3 | C | 4310I SE
AHF114X | AL | A-A-01-000-001 | 1 | O-RING | O-RING, TYPICAL, QA 0, PACKING,PREFORMED,O-, ; RUBBER, FOR HYPOCHLORINATOR, MODEL A-747 | 0 | P | 5730H SE
AHJ064R | AL | A-A-01-000-001 | 2 | O-RING | O-RING, TYPICAL, QA 3, PACKING,PREFORMED,VA, ; O-RING, LOWER BEARING PLATE, FOR WALWORTH CO | 3 | C | 48200 SE
AHN217F | AL | D-B-16-000-001 | 30 | O-RING | O-RING, TYPICAL, QA 0, RUBBER, PACKING, SPARE PART; O-RING, RUBBER, FOR INTERRUPTER HEAD | 0 | P | 5730H SE
AHN716W | AL | D-B-16-000-001 | 72 | O-RING | O-RING, TYPICAL, QA 0, PACKING, O-RING,SPARE PART; O-RING, RUBBER, FOR INTERRUPTER HEAD | 0 | P | 5730H SE
AJD184C | AL | A-A-01-000-001 | 15 | O-RING | O-RING, TYPICAL, QA 0, PACKING,PREFORMED,O-, ; REF 24, FOR SERIES 500 MODEL PF05-002-31R001 | 0 | C | 5730H SE
AJD883H | AL | A-A-01-000-001 | 36 | O-RING | O-RING, TYPICAL, QA 0, PACKING,PREFORMED,O-, ; REF 8, FOR SERIES 500, MODEL PF05-002-31R001 | 0 | C | 5730H SE
AJD983D | AL | A-A-01-000-001 | 40 | O-RING | O-RING, TYPICAL, QA 0, PACKING,PREFORMED,O-, ; REF 13, FOR SERIES 500 MODEL PF05-002-31R001 | 0 | C | 5730H SE
AJF592J | AL | A-A-01-000-001 | 1 | O-RING | O-RING, TYPICAL, QA 3, PACKING,PREFORMED,O-, ; SEAL, FRONT PLATE, FOR WH FUEL TRANSFER | 3 | C | 5730H SE
ALF317W | AL | A-A-01-000-001 | 3 | O-RING | O-RING, TYPICAL, QA 0, PACKING,PREFORMED,O-, ; FILTER, HC9401FUP13Z, ON (EHC) ELECTRO | 0 | C | 5730H SE
ALK833M | AL | A-A-01-000-001 | 61 | O-RING | O-RING, BULK, QA 0, RUBBER SECTION, ROUND; SOLID, NEOPRENE, SAE 120R CLASS 1, ASTM SB-712 | 0 | P | 5680B SE
AMD335Y | AL | A-A-01-000-001 | 1 | O-RING | O-RING, TYPICAL, QA 3, OIL SUMP PUMP, FILE NO X-1526 A/B REPLACEMENT PART LIST FOR PCX-230-0 PKG CHILLER | 3 | P | 5730H SE
AMJ231H | AL | A-A-01-000-001 | 1 | O-RING | O-RING, TYPICAL, QA 3, NITRILE, FOR USE WITH FISHER ACTUATOR SIZE 80 | 3 | B | 5730H SE
APD396X | AL | A-A-01-000-001 | 4 | O-RING | O-RING, TYPICAL, QA 0, PACKING,PREFORMED,O-, ; RUBBER, CONNECTION HOUSING, FOR CENTRIFUGE OIL | 0 | P | 5730H SE
ARG083E | AL | A-A-01-000-001 | 56 | O-RING | O-RING, TYPICAL, QA 1, PACKING,PREFORMED,O-, ; RUBBER, E50 COMPOUND, ETHYLENEPROPYLENE, 0.125 | 1 | P | 5730H SE
ARQ943M | AL | A-A-01-000-001 | 1 | O-RING | O-RING, TYPICAL, QA 0, PACKING,PREFORMED,O-, ; 2-123, FOR BULKHEAD CONNECTOR,ON UNDERWATER | 0 | P | 5730H SE
ARV084K | AL | A-A-01-000-001 | 2 | O-RING | O-RING, TYPICAL, QA 3, PACKING,PREFORMED,PU, ; O-RING, OIL-REAR, SN 9710500, FOR TYPE PH-206 | 3 | P | 4320U SE
ATK534T | AL | A-A-01-000-001 | 3 | O-RING | O-RING, TYPICAL, QA 0, PACKING,PREFORMED,O-, ; RUBBER, ITEM 6, BUNA N, REPLACEABLE | 0 | P | 5730H SE
ATW665W | AL | D-B-09-202-001 | 4 | O-RING | O-RING, TYPICAL, QA 0, PACKING, O-RING,SPARE PART; RUBBER, PISTON, FOR AIR CYLINDER ASSEMBLY | 0 | P | 4450C SE
ATW667Q | AL | D-B-09-202-001 | 6 | O-RING | O-RING, TYPICAL, QA 0, PACKING, O-RING,SPARE PART; VEGETABLE FIBER, PISTON BACK-UP, FOR AIR | 0 | P | 4450C SE
AVF700Y | AL | D-B-09-202-001 | 1 | O-RING | O-RING, TYPICAL, QA 0, RUBBER, BUNA, ROD BEARING, FOR AIR CYLINDER ON DRY FLYASH COLLECTOR, | 0 | P | 5730H SE
AVG647N | AL | A-A-01-000-001 | 4 | O-RING | O-RING, TYPICAL, QA 0, PACKING,PREFORMED,O-, ; RUBBER, CLEANOUT COVER, FOR MFPT OIL FILTER | 0 | P | 5730H SE
AVK554E | AL | A-A-01-000-001 | 2 | O-RING | O-RING, TYPICAL, QA 0, TEFLON, 15/16 IN, 1 IN, PACKING, O-RING; MATERIAL: TEFLON (TFE), OUTSIDE DIAMETER: 01.000 IN ( | 0 | P | 5730H SE
AVL058C | AL | A-A-01-000-001 | 10 | O-RING | O-RING, TYPICAL, QA 3, RUBBER, , FOR BACK PRESSURE PILOT VALVE, MODEL 460710-200 | 3 | P | 5730H SE
AVP995T | AL | A-A-01-000-001 | 13 | O-RING | O-RING, TYPICAL, QA 0, PACKING, O-RING,SPARE PART; RUBBER, FOR SEPARATOR | 0 | C | 5730H SE
AVW143M | AL | D-B-09-202-001 | 6 | O-RING | O-RING, TYPICAL, QA 0, PACKING, O-RING,SPARE PART; RUBBER, FOR AIR CYLINDER ROD BEARING | 0 | P | 4450C SE
AWG479B | AL | A-A-01-000-001 | 11 | O-RING | O-RING, TYPICAL, QA 3, PACKING,PREFORMED,O-, ; REF 31, FOR 006.000 IN 3150-FL-2W *** | 3 | P | 5730H SE
AWH402B | AL | A-A-01-000-001 | 5 | O-RING | O-RING, TYPICAL, QA 3, PACKING,PREFORMED,VA, ; O-RING,RUBBER, BACKUP, 0.1875THK X 11.5 ID X | 3 | P | 5730H SE
AWM781J | AL | A-A-01-000-001 | 3 | O-RING | O-RING, TYPICAL, QA 3, PACKING,PREFORMED,O-, ; RUBBER, FOR MODEL 43AP PNEUMATIC CONTROLLER | 3 | P | 6695D SE
AWQ317W | AL | A-A-01-000-001 | 4 | O-RING | O-RING, TYPICAL, QA 3, PACKING,PREFORMED,O-, ; RUBBER, PRESSURE, MACHINE, MODEL DOS-RAW-W | 3 | P | 5730H SE
AXB439B | AL | F-A-06-202-004 | 20 | O-RING | O-RING, TYPICAL, QA 0, 0.210 IN, NEOPRENE, 7.912 IN, PACKING,PREFORMED,O-, ; NEOPRENE, 000.210 IN THICK X 007.912 IN ID | 0 |  | 5730H SE
AXD380K | AL | D-A-32-104-001 | 4 | O-RING | O-RING, TYPICAL, QA 3, PACKING,PREFORMED,O-, ; RUBBER, 003.500 X 002.500 *** | 3 | P | 5730H SE
AXF509W | AL | A-A-01-000-001 | 2 | O-RING | O-RING, TYPICAL, QA 3, PACKING,PREFORMED,O-, ; FOR RADIATION MONITORING SYSTEM 0-RE-90-122 | 3 | P | 5730H SE
AXF525X | AL | A-A-01-000-001 | 9 | O-RING | O-RING, TYPICAL, QA 0, RUBBER, 3-1/16 IN, 3-7/16 IN, PACKING,PREFORMED,O-, ; RUBBER, 003.062 ID X AXIAL FLOW PROPELLER | 0 | P | 5730H SE
AXL832T | AL | A-A-01-000-001 | 16 | O-RING | O-RING, TYPICAL, QA 0, PACKING,PREFORMED,O-, ; FOR DOP TEST INSTRUMENT, MODEL FE259 *** | 0 | P | 5730H SE
AXR015Q | AL | A-A-01-000-001 | 4 | O-RING | O-RING, TYPICAL, QA 3, 1/8 IN, ETHYLENE PROPYLENE, 12 IN, 12-1/4 IN, ;SEAL RING INTERMEDIATE COVER; EPT-E740 PER ASTM D2000; 75- DUROMETER | 3 | P | 5730H SE
AYJ574T | AL | D-B-16-000-001 | 29 | O-RING | O-RING, TYPICAL, QA 3, PACKING,PREFORMED,O-, ; VITON, FOR VALVE ACTUATOR, TYPICAL ORDER NO | 3 | B | 48200 SE
AYT585C | AL | D-B-16-000-001 | 9 | O-RING | O-RING, TYPICAL, QA 3, PACKING,PREFORMED,AC, ; O-RING, VITON, REF 176, FOR VALVE ACTUATOR | 3 | P | 48200 SE
BAR447J | AC | - - - - | 3 | O-RING | O-RING, TYPICAL, QA 0, PACKING,PREFORMED,O-, ; PISTON, FOR AIR CYLINDER, SERIES B, SINGLE END | 0 | P | 5730H SE
BBB175V | AL | A-A-01-000-001 | 14 | O-RING | O-RING, TYPICAL, QA 0, PACKING,PREFORMED,O-, ; RUBBER, QUAD, REF 35, FOR PEDESTAL CRANE | 0 | P | 3950F SE
BBK936V | AL | A-A-01-000-001 | 1 | O-RING | O-RING, TYPICAL, QA 0, 1/8 IN, RUBBER, 1/4 IN, 1/2 IN, PACKING,PREFORMED,O-, ; RUBBER, 0.125 THICK X 0.25 ID X 0.5 IN OD, FOR | 0 | P | 48200 SE
BBN221N | AL | E-A-16-C02-F01 | 11 | O-RING | O-RING, TYPICAL, QA 0, PACKING,PREFORMED,O-, ; RUBBER, FOR ISOLATOR BREAKER *** | 0 | P | 5925B SE
BBN373Y | AL | A-A-01-000-001 | 1 | O-RING | O-RING, TYPICAL, QA 0, PACKING, O-RING,SPARE PART; RUBBER, FOR MASTER CONTROL UNIT, ON | 0 | C | 5925B SE
BBN414B | AL | E-A-16-C01-H01 | 19 | O-RING | O-RING, TYPICAL, QA 0, PACKING,PREFORMED,O-, ; RUBBER, FOR EXTINCTION CHAMBEREXHAUST, ON | 0 | P | 5925B SE
BBT704E | AL | A-A-01-000-001 | 54 | O-RING | O-RING, TYPICAL, QA 0, PACKING,PREFORMED,O-, ; ETHYLENE PROPYLENE, FOR RESISTOR CONTACT, DWG | 0 | C | 5925B SE
BBT706A | AL | A-A-01-000-001 | 23 | O-RING | O-RING, TYPICAL, QA 0, ETHYLENE PROPYLENE, PACKING,PREFORMED,O-, ; ETHYLENE PROPYLENE, FOR RESISTOR CONTACT, DWG | 0 | C | 5925B SE
BCL687B | AL | D-B-09-202-001 | 3 | O-RING | O-RING, TYPICAL, QA 0, RUBBER, FOR AIR CYLINDER 15212-1 ON FLY ASH DISPOSAL SYSTEM | 0 | P | 4450C SE
BCL691L | AL | D-B-09-202-001 | 5 | O-RING | O-RING, TYPICAL, QA 0, RUBBER, ROD BEARING, FOR AIR CYLINDER 15212-1 BAGHOUSE ON FLY ASH DISPOSAL | 0 | P | 4450C SE
BCL692J | AL | D-B-09-202-001 | 5 | O-RING | O-RING, TYPICAL, QA 0, RUBBER, PISTON SEAL, FOR AIR CYLINDER 15212-1 BAGHOUSE ON FLY ASH DISPOSAL | 0 | P | 4450C SE
BDF633N | AL | A-A-01-000-001 | 50 | O-RING | O-RING, TYPICAL, QA 3, PACKING,PREFORMED,O-, ; RUBBER, 0.0625 THICK X 0.625 ID X 0.75 IN OD | 3 | P | 5730H SE
BDP371H | AL | A-A-01-000-001 | 15 | O-RING | O-RING, TYPICAL, QA 0, PACKING,PREFORMED,O-, ; NEOPRENE, 1.8125 IN ID, *** | 0 | P | 5730H SE
BDP371H | AL | P-A-LL-ET0-063 | 800 | O-RING | O-RING, TYPICAL, QA 0, PACKING,PREFORMED,O-, ; NEOPRENE, 1.8125 IN ID, *** | 0 | P | 5730H SE
BED729D | AL | A-A-01-000-001 | 4 | O-RING | O-RING, TYPICAL, QA 3, PACKING,PREFORMED,O-, ; RUBBER, FOR MODEL 160 PEDESTAL CRANE, S/N | 3 | P | 3950F SE
BEG649V | AL | A-A-01-000-001 | 7 | O-RING | O-RING, TYPICAL, QA 3, PACKING,PREFORMED,O-, ; FOR TRAIN GEARED LIMIT S/N 113899 AND 140638 | 3 | P | 48200 SE
BEQ934K | AL | A-A-01-000-001 | 15 | O-RING | O-RING, TYPICAL, QA 3, 3/32 IN, BUNA-N, 1/2 IN, 11/16 IN, PACKING, PREFORMED | 3 | P | 5730H SE
BFP042F | AL | A-A-01-000-001 | 2 | O-RING | O-RING, TYPICAL, QA 0, PACKING, DRYER; O-RING, RUBBER, EXTRA LARGE, FOR CISSELL CLOTHES | 0 | P | 4440E SE
BGK786M | AL | A-A-01-000-001 | 11 | O-RING | O-RING, TYPICAL, QA 3, PACKING,PREFORMED,O-, ; RUBBER, REF 15 AND 27, FOR RECIPROCATING | 3 | P | 5730H SE
BGK929R | AL | A-A-01-000-001 | 15 | O-RING | O-RING, TYPICAL, QA 3, PACKING,PREFORMED,O-, ; RUBBER, REF 121, FOR RECIPROCATING CHARGING | 3 | P | 5730H SE
BGL507G | AL | A-A-01-000-001 | 470 | O-RING | O-RING, TYPICAL, QA 3, PACKING,PREFORMED,O-, ; AS-216, BUNA N, 1.0625 ID X 1.3125 IN OD *** | 3 | P | 5730H SE
BGW207K | TR | - - - - | 6 | O-RING | O-RING, TYPICAL, QA 3, 0.103 IN, VITON, 0.674 IN, 0.878 IN, PACKING, NUCLEAR GRADE, FOR TORQUE SWITCH ON VALVEACTUATOR, | 3 | P | 48200 SE
BGX395H | AL | A-A-01-000-001 | 10 | O-RING | O-RING, TYPICAL, QA 3, PACKING,PREFORMED,VL, ; O-RING, RUBBER, FOR WATER REGULATING VALVE, 4 | 3 | C | 5730H SE
BHQ871Y | AL | 5-A-07-202-000 | 12 | O-RING | O-RING, TYPICAL, QA 3, PACKING,PREFORMED,DI, ; O-RING, RUBBER, FOR FIRE PUMP ON DIESEL ENGINE | 3 | P | 2910O SE
BHQ871Y | AL | A-A-01-000-001 | 24 | O-RING | O-RING, TYPICAL, QA 3, PACKING,PREFORMED,DI, ; O-RING, RUBBER, FOR FIRE PUMP ON DIESEL ENGINE | 3 | P | 2910O SE
BJJ213Y | AL | A-A-01-000-001 | 5 | O-RING | O-RING, TYPICAL, QA 1, PACKING,PREFORMED,O-, ; AS-032, ETHYLENE PROPYLENE, BLACK, 0.0625 | 1 | P | 5730H SE
BJP689J | AL | A-A-01-000-001 | 12 | O-RING | O-RING, TYPICAL, QA 0, PACKING,PREFORMED,O-, ; STEM, FOR MUELLER VALVE, NO A-436 *** | 0 | C | 5730H SE
BJP690D | AL | A-A-01-000-001 | 6 | O-RING | O-RING, TYPICAL, QA 0, PACKING,PREFORMED,O-, ; NUT HOLD DOWN *** | 0 | C | 5730H SE
BJP692X | AL | A-A-01-000-001 | 12 | O-RING | O-RING, TYPICAL, QA 0, PACKING,PREFORMED,O-, ; HOSE NOZZLE *** | 0 | C | 5730H SE
BJP693V | AL | A-A-01-000-001 | 6 | O-RING | O-RING, TYPICAL, QA 0, PACKING,PREFORMED,O-, ; BONNET, FOR A-436 VALVE *** | 0 | C | 5730H SE
BJQ559T | AL | A-A-01-000-001 | 12 | O-RING | O-RING, TYPICAL, QA 3, PACKING,PREFORMED,O-, ; RUBBER, BLACK, 0.25 THICK X 3 IN DIAMETER, FOR | 3 | P | 2910O SE
BJY176C | AL | D-A-29-301-003 | 2 | O-RING | O-RING, TYPICAL, QA 0, PACKING,PREFORMED,O-, ; BLACK RUBBER, FOR GAS VALVE *** | 0 |  | 5730H SE
BKH875E | AL | F-A-04-202-002 | 3 | O-RING | O-RING, TYPICAL, QA 0, PACKING,PREFORMED,O-, ; RUBBER, FOR AIR CIRCUIT BREAKER, 161 KV, P/N | 0 |  | 5925B SE
BKP045G | AL | A-A-01-000-001 | 1 | O-RING | O-RING, TYPICAL, QA 1, PACKING,PREFORMED,O-, ; RUBBER, FOR OPERATOR, SIZE SMB-1, PER DWG | 1 | P | 48200 SE
BKQ235F | AL | D-A-04-201-002 | 8 | O-RING | O-RING, TYPICAL, QA 0, PACKING, MONITOR; O-RING, CHLORIDE, FOR MONITOR, CHLORIDE, LOW LEVEL | 0 | P | 5730H SE
BLA279W | AL | F-A-19-101-003 | 1 | O-RING | O-RING, TYPICAL, QA 1, PACKING,PREFORMED,O-, ; RUBBER, EPT, 0.125 THICK X 3.75 ID X 4 IN OD | 1 | P | 5730H SE
BLD713P | AL | D-A-29-301-003 | 24 | O-RING | O-RING, TYPICAL, QA 0, PACKING,PREFORMED,O-, ; 0.859 ID X 0.139 IN WALL, FOR SCBA KITS *** | 0 |  | 5730H SE
BLD713P | AL | F-A-04-202-001 | 73 | O-RING | O-RING, TYPICAL, QA 0, PACKING,PREFORMED,O-, ; 0.859 ID X 0.139 IN WALL, FOR SCBA KITS *** | 0 |  | 5730H SE
BNB573B | AL | F-A-06-202-004 | 4 | O-RING | O-RING, TYPICAL, QA 0, PACKING,PREFORMED,O-, ; TEFLON, FOR PUMP, 43-200 SERIES *** | 0 |  | 5730H SE
BPX138T | AL | E-A-16-C03-B01 | 12 | O-RING | O-RING, TYPICAL, QA 0, PACKING, O-RING,SPARE PART; O-RING, FOR POWER CIRCUIT BREAKER, TYPE | 0 | C | 5925B SE
BQC857B | AL | D-A-24-302-000 | 30 | O-RING | O-RING, TYPICAL, QA 3, 1/8 IN, 5-1/4 IN, 5-1/2 IN, PACKING, O-RING,SPARE PART; METAL | 3 | C | 5730H SE
BQD713Y | AL | F-A-31-202-001 | 110 | O-RING | O-RING, TYPICAL, QA 3, PACKING, O-RING,SPARE PART; PLUG HOLE STUD, FOR REACTOR VESSEL,SPIN | 3 | B | 5730H SE
BQG674Y | AL | A-A-01-000-001 | 218 | O-RING | O-RING, TYPICAL, QA 3, PACKING, SINGLE RING,SPARE PA; PREFORMED O-RING, ETHYLENE PROPYLENE | 3 | B | 5730H SE
BQW074G | AL | F-A-08-202-001 | 12 | O-RING | O-RING, TYPICAL, QA 1, PACKING, O-RING,SPARE PART; PREFORMED, SILICONE, FOR USE ON TARGET | 1 | B | 5730H SE
BRT982R | AL | F-A-11-202-001 | 1 | O-RING | O-RING, TYPICAL, QA 0, PACKING, SET,SPARE PART; O-RING, FOR ASEA BROWN BOVERI MODEL DR 36 V | 0 |  | 5925B SE
BVE587H | AL | A-A-01-000-001 | 1 | O-RING | O-RING, TYPICAL, QA 3, PACKING, O-RING,SPARE PART; SLEEVE GASKET, REF 161H62, FOR HPCI MAIN | 3 | B | 5730H SE
BWQ397W | AL | E-A-16-C01-A01 | 15 | O-RING | O-RING, TYPICAL, QA 0, PACKING, O-RING,SPARE PART; O-RING, FOR CIRCUIT BREAKER, TYPE | 0 | C | 5925B SE
BWQ416K | AL | E-A-16-C01-D01 | 36 | O-RING | O-RING, TYPICAL, QA 0, PACKING, O-RING,SPARE PART; O-RING, FOR CIRCUIT BREAKER, TYPE | 0 | C | 5925B SE
BXF875T | AL | A-A-01-000-001 | 10 | O-RING | O-RING, TYPICAL, QA 0, TEFLON, PACKING, NON-ASBESTOS, TEFLON RING 020, TO BE USED | 0 | B | 6630D SE
BXH828R | AC | - - - - | 1 | O-RING | O-RING, TYPICAL, QA 1, RUBBER, ,PACKING, PREFORMED, HOUSING ASSY AMPLIFIER FOR CONTAINMENT MONITORING | 1 | B | 5730H SE
BXL004H | AL | F-A-08-202-006 | 186 | O-RING | O-RING, TYPICAL, QA 0, 1/16 IN, BUNA-N, 1/8 IN, 1/4 IN, PACKING, O-RING,SPARE PART; BUNA N, 0.125 (1/8) INCH ID X 0.250 (1/4) | 0 | B | 5730H SE
BXL011K | AL | F-A-02-101-001 | 165 | O-RING | O-RING, TYPICAL, QA 0, 008, 1/16 IN, BUNA-N, 3/16 IN, 5/16 IN, PACKING, O-RING,SPARE PART; BUNA N, 0.187 (3/16) INCH ID X 0.312 | 0 |  | 5730H SE
BXL012H | AL | F-A-02-101-001 | 76 | O-RING | O-RING, TYPICAL, QA 0, 011, 1/16 IN, BUNA-N, 5/16 IN, 7/16 IN, PACKING, O-RING,SPARE PART; BUNA N, 0.312 (5/16) INCH ID X 0.437 | 0 |  | 5730H SE
BXL722T | AL | D-A-02-202-001 | 20 | O-RING | O-RING, TYPICAL, QA 0, PACKING, O-RING,SPARE PART; ETHYLENE PROPYLENE, WESTINGHOUSE P/N | 0 | B | 5730H SE
BXN512V | AC | - - - - | 2 | O-RING | O-RING, TYPICAL, QA 0, TEFLON, 3/4 IN, 1 IN, PACKING, O-RING,SPARE PART; BODY TEFLON, 000.750 X 001.000 IN, FOR | 0 | B | 5730H SE
BXX507H | AL | P-A-LL-ET0-113 | 20 | O-RING | O-RING, TYPICAL, QA 3, PACKING, O-RING,SPARE PART; FOR FLANGE ON CONTROL ROD DRIVE HYDRAULIC | 3 | C | 5730H SE
CAM748H | AC | - - - - | 55 | O-RING | O-RING, BULK, QA 3, RUBBER SECTION, ROUND; TYPE: SILICONE, OUTSIDE DIAMETER: 00.937 IN ( | 3 | B | 5680B SE
CDR909D | AL | 1-A-03-000-001 | 1 | O-RING | O-RING, TYPICAL, QA 3, PACKING, O-RING,SPARE PART; EPT, DASH #112, FOR 1 INCH ITT GRINNELL | 3 | B | 48200 SE
CEC897M | AL | A-A-01-000-001 | 2 | O-RING | O-RING, TYPICAL, QA 3, BUNA, *** REF # 496, BEARING HOUSING O-RING, FOR GOULDS PUMP, MODEL: 3196ST | 3 | B | 5730H SE
CKY079K | AL | D-A-21-201-000 | 1 | O-RING | O-RING, TYPICAL, QA 0, INGERSOLL-RAND CENTAC AIR COMPRESSOR, SEAL KIT, KIT FOR AFTERCOOLER MODEL 1CV14M2, S/N M96-8965 | 0 |  | 5330P SE
CKY079K | AL | D-B-25-302-000 | 2 | O-RING | O-RING, TYPICAL, QA 0, INGERSOLL-RAND CENTAC AIR COMPRESSOR, SEAL KIT, KIT FOR AFTERCOOLER MODEL 1CV14M2, S/N M96-8965 | 0 |  | 5330P SE
AAW616D | AL | L-A-09-000-002 | 14 | O-RING | O-RING, TYPICAL, QA 0, VITON, 3/4 IN, 7/8 IN, PACKING, O-RING; MATERIAL: VITON, OUTSIDE DIAMETER: 00.875 IN ( 7/8) | 0 | B | 5730H SE
AAY556T | AL | L-A-13-000-002 | 2 | O-RING | O-RING, TYPICAL, QA 0, PACKING, O-RING,SPARE PART; FOR SUBMERSIBLE PUMP, 2125.010-02059 | 0 | P | 5730H SE
AAY655Q | AL | L-A-13-000-002 | 9 | O-RING | O-RING, TYPICAL, QA 0, PACKING, O-RING,SPARE PART; IMPELLER, FOR SUBMERSIBLE PUMP, 2125.010- | 0 | P | 5730H SE
AAY656N | AL | L-A-13-000-002 | 3 | O-RING | O-RING, TYPICAL, QA 0, PACKING, O-RING,SPARE PART; UPPER BEARING COVER, FOR SUBMERSIBLE PUMP | 0 | P | 5730H SE
AAY855G | AL | L-A-13-000-002 | 1 | O-RING | O-RING, TYPICAL, QA 0, PACKING, O-RING,SPARE PART; JUNCTION BOX COVER, FOR SUBMERSIBLE PUMP | 0 | P | 5730H SE
ABE028P | AL | L-A-13-000-002 | 3 | O-RING | O-RING, TYPICAL, QA 0, PACKING, O-RING,SPARE PART; REF 2, FOR MECHANICAL SEAL, TYPE 8-1DBL | 0 | P | 5730H SE
ABE428G | AL | I-A-13-000-002 | 2 | O-RING | O-RING, TYPICAL, QA 0, 260, VITON, STUFFING BOX EXTENSION, 1 EACH PER PACK, | 0 |  | 5730H SE
ABE627A | AL | L-A-13-000-002 | 2 | O-RING | O-RING, TYPICAL, QA 0, PACKING, O-RING,SPARE PART; REF 11, FOR MECHANICAL SEAL, TYPE 8-1DBL | 0 | P | 5730H SE
ABG107V | AL | L-A-09-000-002 | 52 | O-RING | O-RING, TYPICAL, QA 3, PACKING, O-RING; FOR NEUTRON MONITORING SYSTEM ON GE CONTROLS *** | 3 | B | 5730H SE
ABW906Y | AL | L-A-13-000-002 | 72 | O-RING | O-RING, TYPICAL, QA 0, VERNIER, 3/8 IN, 5/8 IN, PACKING, O-RING,SPARE PART; 3/8 X 5/8 IN, VERNIER, PRESSURE DEAD | 0 | P | 5730H SE
ADE566P | AL | L-A-13-000-002 | 3 | O-RING | O-RING, TYPICAL, QA 0, 1/8 IN, 2-3/8 IN, 2-5/8 IN, PACKING,PREFORMED,PU, ; O-RING, 0.125 X 2.375 X 2.625 IN, FOR | 0 | C | 4320U SE
ADW656E | AL | M-A-16-000-002 | 1 | O-RING | O-RING, TYPICAL, QA 3, PACKING,PREFORMED,O-, ; NITRILE 0.06 X 0.18 X 0.37 IN POSITIONER | 3 | P | 5730H SE
AFB109Q | AL | L-A-03-000-002 | 1 | O-RING | O-RING, TYPICAL, QA 0, PACKING, O-RING,SPARE PART; REF 11, DWG 114D6473 *** | 0 | P | 5730H SE
AFB309G | AL | L-A-02-000-002 | 2 | O-RING | O-RING, TYPICAL, QA 0, PACKING, O-RING,SPARE PART; REF 9, DWG 114D6473 *** | 0 | P | 5730H SE
AFB309G | AL | L-A-13-000-002 | 3 | O-RING | O-RING, TYPICAL, QA 0, PACKING, O-RING,SPARE PART; REF 9, DWG 114D6473 *** | 0 | P | 5730H SE
AGJ107J | AL | L-A-13-000-002 | 12 | O-RING | O-RING, TYPICAL, QA 3, PACKING,PREFORMED,O-, ; MATERIAL BUNA-N, 2 OD X 1.75 ID X 0.125 IN | 3 | C | 5730H SE
AGJ107J | AL | L-A-03-000-002 | 15 | O-RING | O-RING, TYPICAL, QA 3, PACKING,PREFORMED,O-, ; MATERIAL BUNA-N, 2 OD X 1.75 ID X 0.125 IN | 3 | C | 5730H SE
AGV075C | AL | L-A-13-000-002 | 3 | O-RING | O-RING, TYPICAL, QA 0, PACKING, O-RING,SPARE PART; KNOB, FOR STATOR COOLING WATE TEMPERATURE | 0 | P | 5730H SE
AGV175H | AL | L-A-09-000-002 | 39 | O-RING | O-RING, TYPICAL, QA 0, PACKING, O-RING,SPARE PART; (57-5), FOR CONTROLLER SERIES C 1, MODEL | 0 | P | 5730H SE
AHB444W | AL | L-A-13-000-002 | 15 | O-RING | O-RING, TYPICAL, QA 3, 3/16 IN, 3-7/8 IN, 4-1/4 IN, PACKING,PREFORMED,O-, ; 000.187 THICK X 003.875 ID X 004.250 IN OD, | 3 | C | 5730H SE
AHH095K | AL | L-A-03-000-002 | 18 | O-RING | O-RING, TYPICAL, QA 0, 1-5/16 IN, 1-9/16 IN, PACKING,PREFORMED,O-, ; 1.3125 ID X 1.5625 IN OD, SHAFT, FOR BUTTERFLY | 0 | C | 5730H SE
AJD596L | AL | L-A-15-000-002 | 2 | O-RING | O-RING, TYPICAL, QA 3, PACKING,PREFORMED,O-, ; CARTRIDGE GASKET, FOR HPCI TURBINE PUMP, SIZE | 3 | C | 4320U SE
AJD796C | AL | L-A-13-000-002 | 1 | O-RING | O-RING, TYPICAL, QA 3, FLANGE GASKET FOR HPCI BOOSTER PUMP, , BYRON JACKSON PUMP MODEL NUMBER 12 X 14 X 23 DVS, DRAWING NUMBER | 3 | C | 5730H SE
AJJ431V | AL | L-A-13-000-002 | 13 | O-RING | O-RING, TYPICAL, QA 0, PACKING,PREFORMED,O-, ; 000.375 IN, FOR *** | 0 | C | 5730H SE
AJT328B | AL | M-A-02-000-002 | 8 | O-RING | O-RING, TYPICAL, QA 3, PACKING, O-RING; 005.500 ID X 006.000 IN OD, (SEAL) FOR STRAINER ASSY | 3 | B | 2910O SE
AJW269N | AL | M-A-08-000-002 | 14 | O-RING | O-RING, TYPICAL, QA 0, PACKING, O-RING; MATERIAL: NON-ASBESTOS *** | 0 | P | 5730H SE
ALF317W | AL | L-A-13-000-002 | 8 | O-RING | O-RING, TYPICAL, QA 0, PACKING,PREFORMED,O-, ; FILTER, HC9401FUP13Z, ON (EHC) ELECTRO | 0 | C | 5730H SE
ALJ522C | AL | T-A-01-000-002 | 9 | O-RING | O-RING, TYPICAL, QA 3, PACKING,PREFORMED,O-, ; REF 8, FOR OPEATOR ON 032.000 IN MSIV, DWG | 3 | P | 5730H SE
ALY777C | AL | L-A-13-000-002 | 2 | O-RING | O-RING, TYPICAL, QA 3, PACKING,PREFORMED,O-, ; GEAR MOUNT TO GEAR CASE, 24 IN,FOR CONTROL BAY | 3 | P | 5730H SE
AMD335Y | AL | L-A-13-000-002 | 3 | O-RING | O-RING, TYPICAL, QA 3, OIL SUMP PUMP, FILE NO X-1526 A/B REPLACEMENT PART LIST FOR PCX-230-0 PKG CHILLER | 3 | P | 5730H SE
ANM765M | AL | L-A-15-000-002 | 46 | O-RING | O-RING, TYPICAL, QA 0, RUBBER, PACKING, SPARE PART; RUBBER, INSTRUCTION BOOK NM/425A, PAGE 19, | 0 | C | 5730H SE
ANM768F | AL | L-A-15-000-002 | 123 | O-RING | O-RING, TYPICAL, QA 0, RUBBER, PACKING, SPARE PART; RUBBER, PAGE 17, FIG 11, REF 15 AND 16 | 0 | P | 5730H SE
ANW824V | AL | M-A-08-000-002 | 12 | O-RING | O-RING, TYPICAL, QA 2, PACKING,PREFORMED,O-, ; ZERO, TRANSMITTER, MODELS E11GH-HINM2 | 2 | C | 6695D SE
APF196V | AL | L-A-13-000-002 | 1 | O-RING | O-RING, TYPICAL, QA 0, NEOPRENE, 1-1/4 IN, 1-1/2 IN, PACKING,PREFORMED,O-, ; NEOPRENE, 001.250 X 001.500 IN, BARREL SEAL | 0 | P | 5730H SE
APH564E | AL | L-A-02-000-002 | 1 | O-RING | O-RING, TYPICAL, QA 0, BUNA, PACKING, O-RING,SPARE PART; BUNA, STEM SEAL, FOR CONTROL VALVE, SU-230 | 0 | P | 5730H SE
AQF273X | AL | M-A-09-000-002 | 9 | O-RING | O-RING, TYPICAL, QA 3, PACKING,PREFORMED,O-, ; RUBBER, FOR MECHANICAL PACIFIC CENTRIFUGAL | 3 | P | 5730H SE
AQG094F | AL | L-A-09-000-002 | 6 | O-RING | O-RING, TYPICAL, QA 0, 3/32 IN, BUNA-N, 1/2 IN, 11/16 IN, PACKING, O-RING,SPARE PART; AS-112, BUNA-N RUBBER, 0.09375THICK X 0.5 | 0 | P | 5730H SE
ARL080B | AL | L-A-02-000-002 | 2 | O-RING | O-RING, TYPICAL, QA 3, 1/8 IN, NITRILE, 1-1/2 IN, 1-3/4 IN, ACTUATOR, VARIABLE VANE SERIES 480, SIZE 60, S/N 4951470, AND/OR MODEL | 3 | P | 5730H SE
ARM178J | AL | L-A-13-000-002 | 1 | O-RING | O-RING, TYPICAL, QA 0, PACKING, PUMP; CONSISTING OF 1 EA 17209-18 BEARING SEAL, 1 EA 568218-2 | 0 | P | 5730H SE
ARQ674N | AL | M-A-06-000-002 | 3 | O-RING | O-RING, TYPICAL, QA 0, PACKING,PREFORMED,O-, ; RUBBER, FOR CONDENSER, MODEL CGWA-10004-EA | 0 | P | 4120A SE
ARQ943M | AL | L-A-13-000-002 | 4 | O-RING | O-RING, TYPICAL, QA 0, PACKING,PREFORMED,O-, ; 2-123, FOR BULKHEAD CONNECTOR,ON UNDERWATER | 0 | P | 5730H SE
ARQ945H | AL | L-A-13-000-002 | 4 | O-RING | O-RING, TYPICAL, QA 0, PACKING,PREFORMED,O-, ; 2-036, FOR DOME, ON UNDERWATER CAMERA, MODEL | 0 | P | 5730H SE
ARV086F | AL | T-A-01-000-002 | 2 | O-RING | O-RING, TYPICAL, QA 3, PACKING,PREFORMED,PU, ; O-RING, OIL, FRONT, SN 9710500, FOR TYPE | 3 | P | 4320U SE
ARV689R | AL | M-A-09-000-002 | 3 | O-RING | O-RING, TYPICAL, QA 3, PACKING,PREFORMED,O-, ; BLADE, BUNA N RUBBER, HEAT GASKET,FOR LUBE OIL | 3 | P | 4320U SE
ATG182F | AL | L-A-13-000-002 | 18 | O-RING | O-RING, TYPICAL, QA 0, PACKING,PREFORMED,O-, ; BLACK RUBBER, FOR 500 ATB-550-38000-2Y, 3000 | 0 | P | 5730H SE
ATL433V | AL | T-A-05-000-002 | 2 | O-RING | O-RING, TYPICAL, QA 3, RUBBER, PUMP CASING, COVER, ITEM 43, FOR RECIPROCATING CHARGING PUMP FLUID | 3 | B | 5730H SE
ATL433V | AL | T-A-01-000-002 | 9 | O-RING | O-RING, TYPICAL, QA 3, RUBBER, PUMP CASING, COVER, ITEM 43, FOR RECIPROCATING CHARGING PUMP FLUID | 3 | B | 5730H SE
ATN791N | AL | M-A-02-000-002 | 3 | O-RING | O-RING, TYPICAL, QA 0, PACKING,PREFORMED,O-, ; RUBBER, LOWER, ITEM 3, POWERED REGULATOR VALVE | 0 | B | 48200 SE
ATQ136D | AL | M-A-09-000-002 | 2 | O-RING | O-RING, TYPICAL, QA 3, PACKING, O-RING; O-RING, RUBBER, FRONT AND REAROIL SEAL, ITEMS 76 AND | 3 | P | 5730H SE
ATT805J | AL | T-A-01-000-002 | 10 | O-RING | O-RING, TYPICAL, QA 0, BUNA-N, *** 2 PER SET | 0 | P | 5730H SE
AVB278M | AL | T-A-01-000-002 | 6 | O-RING | O-RING, TYPICAL, QA 0, PACKING,PREFORMED,O-, ; RUBBER, GEAR SEAL, FOR STRAINER, MODEL VWS-13 | 0 | B | 4730P SE
AVK554E | AL | T-A-01-000-002 | 20 | O-RING | O-RING, TYPICAL, QA 0, TEFLON, 15/16 IN, 1 IN, PACKING, O-RING; MATERIAL: TEFLON (TFE), OUTSIDE DIAMETER: 01.000 IN ( | 0 | P | 5730H SE
AVK555C | AL | T-A-01-000-002 | 56 | O-RING | O-RING, TYPICAL, QA 3, PACKING,PREFORMED,O-, ; RUBBER, BUNA-N, 0.09375 THK X 3 ID X 3.1875 IN | 3 | P | 5730H SE
AVR954Y | AL | T-A-01-000-002 | 321 | O-RING | O-RING, TYPICAL, QA 3, 1/8 IN, RUBBER, 13/16 IN, 1-1/16 IN, PACKING,PREFORMED,VA,LVE, O-RING, RUBBER, FOR 0.5 IN CHECK VALVE, | 3 | B | 5730H SE
AVV963K | AL | M-A-07-000-002 | 29 | O-RING | O-RING, TYPICAL, QA 3, 1/16 IN, ETHYLENE PROPYLENE, 5/8 IN, 3/4 IN | 3 | B | 5730H SE
AVV965F | AL | T-A-01-000-002 | 67 | O-RING | O-RING, TYPICAL, QA 3, PACKING,PREFORMED,O-, ; CHROMASSURE, ETHYLENE PROPYLENE, 0.062 THK X | 3 | P | 5730H SE
AWF582P | AL | L-A-13-000-002 | 4 | O-RING | O-RING, TYPICAL, QA 0, 3/16 IN, BUNA-N, 24-3/4 IN, PACKING,PREFORMED,O-, ; BUNA-N, BLACK RUBBER, 000.187 IN ID X 024.750 | 0 | P | 5730H SE
AWG477F | AL | T-A-01-000-002 | 1 | O-RING | O-RING, TYPICAL, QA 3, PACKING, O-RING; REF 28, FOR 006.000 IN MDFS-3150-FL-2W *** | 3 | B | 5730H SE
AWM781J | AL | M-A-11-000-002 | 3 | O-RING | O-RING, TYPICAL, QA 3, PACKING,PREFORMED,O-, ; RUBBER, FOR MODEL 43AP PNEUMATIC CONTROLLER | 3 | P | 6695D SE
AWM783E | AL | M-A-04-000-002 | 3 | O-RING | O-RING, TYPICAL, QA 3, PACKING,PREFORMED,O-, ; RUBBER, FOR MODEL 43AP PNEUMATIC CONTROLLER | 3 | P | 6695D SE
AWN494G | AL | M-A-09-000-002 | 50 | O-RING | O-RING, BULK, QA 3, RUBBER ROUND SECTION, ; ETHYLENE PROPYLENE, ASTM D2000-70, 000.093 IN | 3 | P | 5730H SE
AXF582H | AC | - - - - | 1 | O-RING | O-RING, TYPICAL, QA 3, PACKING, SINGLE RING; RUBBER, O-RING, FOR BUTTERFLY VALVE, 024.000 IN | 3 | P | 5730H SE
AXJ208V | AL | M-A-16-000-002 | 2 | O-RING | O-RING, TYPICAL, QA 3, PACKING,PREFORMED,O-, ; EPR, FOR 14 IN BUTTERFLY VALVE,GENERIC DWG | 3 | P | 5730H SE
AXJ235P | AL | M-A-09-000-002 | 3 | O-RING | O-RING, TYPICAL, QA 3, PACKING,PREFORMED,O-, ; RUBBER, ETHYLENE PROPYLENE, BACK-UP, REF 8 | 3 | P | 5730H SE
AXP173R | AL | T-A-01-000-002 | 17 | O-RING | O-RING, TYPICAL, QA 0, PACKING,PREFORMED,O-, ; TEFLON, FOR RAMPO FLOW MONITOR *** | 0 | P | 5730H SE
AXQ332T | AL | T-A-01-000-002 | 1 | O-RING | O-RING, TYPICAL, QA 3, 1/8 IN, RUBBER, 1-1/8 IN, 1-3/8 IN, CRANE, ; PACKING, PREFORMED; RUBBER, 0.125 THICK X 1.125 ID X 1.375 IN OD, | 3 | P | 3950F SE
AXQ959D | AL | M-A-09-000-002 | 1 | O-RING | O-RING, TYPICAL, QA 3, PACKING, O-RING; RUBBER, ETHYLENE PROPYLENE, FOR PULSATION, DWG 76739 | 3 | P | 5730H SE
AXR401X | AL | M-A-04-000-002 | 12 | O-RING | O-RING, TYPICAL, QA 3, PACKING,PREFORMED,O-, ; RUBBER, FOR MODEL 52A-SM4 CONSOTROL CONTROLLER | 3 | P | 6695D SE
AYD995V | AL | L-A-13-000-002 | 6 | O-RING | O-RING, TYPICAL, QA 0, PACKING,PREFORMED,O-, ; RUBBER, CHAMBER, FOR AIR COMPRESSOR, MODEL | 0 | P | 4310I SE
AYK913R | AL | T-A-02-000-002 | 207 | O-RING | O-RING, TYPICAL, QA 0, 013, 1/16 IN, RUBBER, 7/16 IN, 9/16 IN, PACKING,PREFORMED,O-, ; AS-013, RUBBER, COMPOUND E-893-8, 0.0625 THICK | 0 | P | 5730H SE
AYM268J | AL | M-A-15-000-002 | 23 | O-RING | O-RING, TYPICAL, QA 3, PACKING, O-RING; RUBBER, FOR SAFETY RELIEF VALVE, 0.75 IN, 160 PSIG | 3 | P | 5730H SE
AYQ497K | AL | L-A-13-000-002 | 1 | O-RING | O-RING, TYPICAL, QA 0, PACKING,PREFORMED,O-, ; NEOPRENE, FOR PNEUMATIC TRANSMITTER, MODEL | 0 | P | 5730H SE
AYQ497K | AL | L-A-09-000-002 | 6 | O-RING | O-RING, TYPICAL, QA 0, PACKING,PREFORMED,O-, ; NEOPRENE, FOR PNEUMATIC TRANSMITTER, MODEL | 0 | P | 5730H SE
AYY155H | AL | M-A-03-000-002 | 160 | O-RING | O-RING, TYPICAL, QA 3, PACKING,PREFORMED,O-, ; AS-020, ETHYLENE PROPYLENE, BLACK, BLACK | 3 | P | 5730H SE
BAB060M | AL | L-A-13-000-002 | 1 | O-RING | O-RING, TYPICAL, QA 0, 1/16 IN, VITON, 1/4 IN, 3/8 IN, PACKING, O-RING; MATERIAL: VITON, OUTSIDE DIAMETER: 00.375 IN ( 3/8) | 0 | C | 5730H SE
BAP468L | AL | T-A-01-000-002 | 2 | O-RING | O-RING, TYPICAL, QA 0, RUBBER, 1/8 IN, 4 IN, PACKING,PREFORMED,O-, ; RUBBER, 4 DIA X 0.125 IN THICK, FOR MAIN | 0 | P | 2825G SE
BAQ214F | AL | M-A-03-000-002 | 13 | O-RING | O-RING, TYPICAL, QA 3, PACKING,PREFORMED,O-, ; RUBBER, FOR OIL FILTER AND PRESSURE REDUCING | 3 | P | 6695D SE
BAQ996M | AL | T-A-01-000-002 | 12 | O-RING | O-RING, TYPICAL, QA 0, 1/8 IN, RUBBER, 2-5/8 IN, PACKING,PREFORMED,O-, ; RUBBER, 0.125 THICK X 2.625 INID, FOR AIR | 0 | P | 5130U SE
BAR447J | AL | L-A-13-000-002 | 10 | O-RING | O-RING, TYPICAL, QA 0, PACKING,PREFORMED,O-, ; PISTON, FOR AIR CYLINDER, SERIES B, SINGLE END | 0 | P | 5730H SE
BAR447J | AL | L-A-09-000-002 | 26 | O-RING | O-RING, TYPICAL, QA 0, PACKING,PREFORMED,O-, ; PISTON, FOR AIR CYLINDER, SERIES B, SINGLE END | 0 | P | 5730H SE
BAR643J | AL | M-A-12-000-002 | 4 | O-RING | O-RING, TYPICAL, QA 3, PACKING,PREFORMED,O-, ; RING, BACK-UP, EPR, FOR 8 IN VALVE, RATED AT | 3 | P | 5730H SE
BAV344J | AL | M-A-04-000-002 | 1 | O-RING | O-RING, TYPICAL, QA 3, PACKING,PREFORMED,O-, ; AS-385, ETHYLENE PROPYLENE, 0.1875 THK X 16 ID | 3 | P | 5730H SE
BBC850M | AL | T-A-01-000-002 | 6 | O-RING | O-RING, TYPICAL, QA 0, 5/16 IN, NEOPRENE, 1 IN, 1-1/2 IN, PACKING,PREFORMED,O-, ; NEOPRENE, 0.3125 THICK X 1 ID X 1.5 IN OD | 0 | P | 5730H SE
BBN373Y | AL | L-A-13-000-002 | 9 | O-RING | O-RING, TYPICAL, QA 0, PACKING, O-RING,SPARE PART; RUBBER, FOR MASTER CONTROL UNIT, ON | 0 | C | 5925B SE
BBR760K | AL | L-A-03-000-002 | 4 | O-RING | O-RING, TYPICAL, QA 3, PACKING, O-RING; PREFORMED, TEFLON, FOR GLOBE W/DIAPHRAGM ACTUATOR | 3 | B | 5730H SE
BBW916K | AL | M-A-09-000-002 | 4 | O-RING | O-RING, TYPICAL, QA 3, PACKING,PREFORMED,O-, ; RUBBER, BLACK, FOR PH ASSEMBLY, DWG | 3 | P | 6695D SE
BBX923H | AL | M-A-11-000-002 | 2 | O-RING | O-RING, TYPICAL, QA 3, PACKING,PREFORMED,O-, ; RUBBER, SILICONE, S604-70, 0.125 THICK X 4.75 | 3 | P | 5730H SE
BBX924F | AL | M-A-04-000-002 | 14 | O-RING | O-RING, TYPICAL, QA 3, 1/16 IN, BUNA-N, 2-1/2 IN, 2-5/8 IN, , DIMENSIONS ARE NOMINAL SIZES | 3 | B | 5730H SE
BBX924F | AL | M-A-09-000-002 | 14 | O-RING | O-RING, TYPICAL, QA 3, 1/16 IN, BUNA-N, 2-1/2 IN, 2-5/8 IN, , DIMENSIONS ARE NOMINAL SIZES | 3 | B | 5730H SE
BBX926B | AL | M-A-11-000-002 | 40 | O-RING | O-RING, TYPICAL, QA 3, PACKING,PREFORMED,O-, ; RUBBER, BUNA-N, 0.375 THICK X 2.625 ID X 2.75 | 3 | P | 5730H SE
BDX992H | AL | M-A-04-000-002 | 12 | O-RING | O-RING, TYPICAL, QA 3, PACKING,PREFORMED,O-, ; RUBBER, NEOPRENE, FOR MONITOR MODEL NO BCM-SRM | 3 | P | 5730H SE
BED729D | AL | M-A-04-000-002 | 4 | O-RING | O-RING, TYPICAL, QA 3, PACKING,PREFORMED,O-, ; RUBBER, FOR MODEL 160 PEDESTAL CRANE, S/N | 3 | P | 3950F SE
BEG404V | AL | L-A-13-000-002 | 1 | O-RING | O-RING, TYPICAL, QA 0, 1/16 IN, SILICONE, 3/4 IN, PACKING,PREFORMED,O-, ; SILICONE, 0.0625 X 0.75 IN, DIGESTION VESSEL | 0 | P | 6630D SE
BEG711H | AL | M-A-16-000-002 | 16 | O-RING | O-RING, TYPICAL, QA 3, PACKING,PREFORMED,O-, ; RUBBER, ETHYLENE-PROPYLENE TERPOLYMER, FOR | 3 | P | 5730H SE
BEG714B | AL | M-A-16-000-002 | 36 | O-RING | O-RING, TYPICAL, QA 3, PACKING, O-RING; RUBBER, ETHYLENE-PROPYLENE TERPOLYMER, FOR FILL VALVE | 3 | B | 5730H SE
BEL391L | AL | M-A-16-000-002 | 2 | O-RING | O-RING, TYPICAL, QA 3, PACKING, O-RING; RUBBER, ETHYLENE PROPYLENE, FOR CHARGING PUMP | 3 | P | 5730H SE
BEM504X | AL | L-A-13-000-002 | 20 | O-RING | O-RING, TYPICAL, QA 0, PACKING,PREFORMED,O-, ; RUBBER, FIG 29, FOR FIRE EXTINGUISHER, MODEL | 0 | P | 5730H SE
BEQ648L | AL | L-A-13-000-002 | 90 | O-RING | O-RING, TYPICAL, QA 0, 0.700 IN, VITON, 0.614 IN, PACKING,PREFORMED,O-, ; RUBBER, VITON, 0.614 *** | 0 | P | 5730H SE
BER994V | AL | M-A-09-000-002 | 4 | O-RING | O-RING, TYPICAL, QA 3, PACKING, O-RING; FOR 4.00 INCH, 150 LB. BALL VALVE FOR ERCW HEADER | 3 | B | 4730P SE
BET157X | AL | M-A-16-000-002 | 6 | O-RING | O-RING, TYPICAL, QA 3, PACKING,PREFORMED,O-, ; RUBBER, ETHYLENE PROPYLENE, FOR PULSATION | 3 | P | 5730H SE
BFQ565J | TR | - - - - | 1 | O-RING | O-RING, TYPICAL, QA 1, O-RING, *TYPICAL *** SILICONE RUBBER, FOR USE ON 1" CLASS 1680 ASME | 1 | B | 5730H SE
BFQ567E | AL | T-A-01-000-002 | 223 | O-RING | O-RING, TYPICAL, QA 3, PACKING,PREFORMED,O-, ; ETHYLENE PROPYLENE X 1.6875 IN OD, REF 30, FOR | 3 | P | 5730H SE
BGF485Q | AL | M-A-09-000-002 | 2 | O-RING | O-RING, TYPICAL, QA 3, PACKING,PREFORMED,O-, ; BUNA-N, 0.07 THK X 0.5 ID X 0.625 IN OD, FOR | 3 | P | 5730H SE
BGF486N | AL | M-A-09-000-002 | 2 | O-RING | O-RING, TYPICAL, QA 3, 0.139 IN, BUNA-N, 2-1/2 IN, 2-3/4 IN, ,FOR NOBLE GAS DETECTOR, MODEL 1LPR400 | 3 | P | 5730H SE
BGF487L | AL | M-A-09-000-002 | 2 | O-RING | O-RING, TYPICAL, QA 3, PACKING,PREFORMED,O-, ; BUNA-N, 0.103 THK X 0.1875 ID X 0.375 IN OD | 3 | P | 5730H SE
BGL507G | AL | T-A-05-000-002 | 37 | O-RING | O-RING, TYPICAL, QA 3, PACKING,PREFORMED,O-, ; AS-216, BUNA N, 1.0625 ID X 1.3125 IN OD *** | 3 | P | 5730H SE
BGM628X | AL | L-A-13-000-002 | 1 | O-RING | O-RING, TYPICAL, QA 0, PACKING,PREFORMED,O-, ; NEOPRENE, REF 456B, FOR CONDENSER CIRCULATING | 0 | C | 5730H SE
BHF075W | AL | T-A-01-000-002 | 2 | O-RING | O-RING, TYPICAL, QA 1, PACKING,PREFORMED,AC, ; KIT; O-RING,VITON,FOR ELECTRO HYDRAULIC | 1 | B | 5730H SE
BHG264X | AL | M-A-06-000-002 | 4 | O-RING | O-RING, TYPICAL, QA 3, PACKING, O-RING; PREFORMED, ACTUATOR O-RING, VITON, DRIVE SLEEVE, FOR | 3 | P | 48200 SE
BHG355T | AL | L-A-13-000-002 | 6 | O-RING | O-RING, TYPICAL, QA 3, PACKING,PREFORMED,DI, ; O-RING, RUBBER, 1.75 ID X 2.125 IN OD, FOR | 3 | B | 2910O SE
BHM250T | AL | M-A-16-000-002 | 7 | O-RING | O-RING, TYPICAL, QA 3, PACKING,PREFORMED,O-, ; RUBBER, FOR MECHANICAL SEAL, TYPE 1B-RS,DWG | 3 | P | 5730H SE
BHP084J | AL | L-A-03-000-002 | 5 | O-RING | O-RING, TYPICAL, QA 3, PACKING, O-RING,SPARE PART; O-RING, NEOPRENE, 0.275 DIA X 16.25 IN ID, | 3 | B | 5730H SE
BHQ400K | AL | T-A-01-000-002 | 4 | O-RING | O-RING, TYPICAL, QA 3, PACKING,PREFORMED,PU, ; O-RING, RUBBER, ACCESS COVER, REF 133, FOR | 3 | P | 5730H SE
BHQ405X | AL | T-A-01-000-002 | 6 | O-RING | O-RING, TYPICAL, QA 3, PACKING,PREFORMED,O-, ; RUBBER, VALVE SEAL, REF 36, FOR RECIPROCATING | 3 | P | 5730H SE
BHQ413X | AL | L-A-12-000-002 | 7 | O-RING | O-RING, TYPICAL, QA 1, PACKING, O-RING,SPARE PART; PREFORMED, BACKUP RING,REF. 10-11,FOR SEAL | 1 | B | 5730H SE
BHQ873T | AL | L-A-13-000-002 | 12 | O-RING | O-RING, TYPICAL, QA 3, PACKING,PREFORMED,DI, ; O-RING, RUBBER, FOR FIRE PUMP ON DIESEL ENGINE | 3 | B | 2910O SE
BHT317F | AL | M-A-04-000-002 | 4 | O-RING | O-RING, TYPICAL, QA 3, PACKING,PREFORMED,FI, ; O-RING, RUBBER, VALVE STEM, REF 12, FOR 2.5 | 3 | P | 5730H SE
BHV986X | AL | M-A-02-000-002 | 4 | O-RING | O-RING, TYPICAL, QA 3, PACKING,PREFORMED,AC, ; O-RING, RUBBER, REF 129, FOR ACTUATOR, TYPE | 3 | P | 48200 SE
BHW608T | AL | L-A-09-000-002 | 1 | O-RING | O-RING, TYPICAL, QA 3, 0.139 IN, VITON, 13 IN, FOR 14 IN CHEXTER CHECK VALVE | 3 | P | 5730H SE
BJB896B | AL | M-A-02-000-002 | 5 | O-RING | O-RING, TYPICAL, QA 3, PACKING,PREFORMED,O-, ; ETHYLENE PROPYLENE DIENE MONOMER, AS-113 | 3 | P | 5730H SE
BJB896B | AL | M-A-07-000-002 | 10 | O-RING | O-RING, TYPICAL, QA 3, PACKING,PREFORMED,O-, ; ETHYLENE PROPYLENE DIENE MONOMER, AS-113 | 3 | P | 5730H SE
BJC847K | AL | L-A-13-000-002 | 2 | O-RING | O-RING, TYPICAL, QA 3, PACKING,PREFORMED,O-, ; RUBBER, FOR FIRE PUMP, DIESEL ENGINE, MODEL | 3 | B | 2910O SE
BJC848H | AL | L-A-13-000-002 | 2 | O-RING | O-RING, TYPICAL, QA 3, PACKING,PREFORMED,O-, ; RUBBER, FOR FIRE PUMP, DIESEL ENGINE, MODEL | 3 | B | 2910O SE
BJC849F | AL | L-A-13-000-002 | 2 | O-RING | O-RING, TYPICAL, QA 3, PACKING,PREFORMED,O-, ; RUBBER, FOR FIRE PUMP, DIESEL ENGINE, MODEL | 3 | B | 2910O SE
BJH266E | AL | T-A-06-000-002 | 3 | O-RING | O-RING, TYPICAL, QA 3, PACKING,PREFORMED,O-, ; FOR CONOFLOW VALVE POSITIONER,MODEL GP50A2040 | 3 | P | 5730H SE
BJJ184B | AC | - - - - | 3 | O-RING | O-RING, TYPICAL, QA 3, PACKING,PREFORMED,O-, ; BUNA N, BACKUP RING, REF 7, FOR 6 IN, CLASS | 3 | P | 5730H SE
BJP615G | AL | T-A-01-000-002 | 6 | O-RING | O-RING, TYPICAL, QA 3, PACKING,PREFORMED,O-, ; BUNA-N, ASTM D2000-70, 2BG7151314E14E34E51E61 | 3 | P | 5730H SE
BJP689J | AL | L-A-13-000-002 | 9 | O-RING | O-RING, TYPICAL, QA 0, PACKING,PREFORMED,O-, ; STEM, FOR MUELLER VALVE, NO A-436 *** | 0 | C | 5730H SE
BJP692X | AL | L-A-13-000-002 | 12 | O-RING | O-RING, TYPICAL, QA 0, PACKING,PREFORMED,O-, ; HOSE NOZZLE *** | 0 | C | 5730H SE
BJP706E | AL | L-A-13-000-002 | 6 | O-RING | O-RING, TYPICAL, QA 0, PACKING,PREFORMED,O-, ; NOZZLE PUMPER, FOR MUELLER FIRE HYDRANT, NO. | 0 | C | 5730H SE
BJR450P | AL | T-A-01-000-002 | 10 | O-RING | O-RING, TYPICAL, QA 3, PACKING,PREFORMED,O-, ; FOR AUXILIARY CHARGING PUMPS ON FLOOD MODE | 3 | P | 5730H SE
BJY951V | AL | T-A-01-000-002 | 1 | O-RING | O-RING, TYPICAL, QA 3, PACKING,PREFORMED,O-, ; RUBBER, BUNA-N, REF 7, FOR VALVE, 8 IN, FIG | 3 | P | 5730H SE
BKB351G | AL | L-A-13-000-002 | 35 | O-RING | O-RING, TYPICAL, QA 0, PACKING,PREFORMED,O-, ; ** *** | 0 | C | 5730H SE
BKG953R | AL | L-A-09-000-002 | 40 | O-RING | O-RING, TYPICAL, QA 3, PACKING, O-RING; MOLY IMPG. BUNA, RUBBER, BLACK, PISTON, 0.3125 DIA | 3 | C | 5730H SE
BLA592Q | AL | M-A-12-000-002 | 20 | O-RING | O-RING, TYPICAL, QA 3, PACKING, O-RING; DRIVE SLEEVE, FOR VALVE ACTUATOR TYPE H1BC *** | 3 | C | 48200 SE
BLP513C | AL | M-A-03-000-002 | 10 | O-RING | O-RING, TYPICAL, QA 3, PACKING,PREFORMED,O-, ; RUBBER, FOR FORCE BALANCE TRANSMITTER, SERIES | 3 | P | 6695D SE
BLP906R | AL | L-A-09-000-002 | 11 | O-RING | O-RING, TYPICAL, QA 3, VITON, ACTUATOR, , PACKING , REF NO 80, FOR LIMITORQUE SMB-00 OPERATOR | 3 | C | 48200 SE
BMF555Y | AL | L-A-09-000-002 | 1 | O-RING | O-RING, TYPICAL, QA 0, PACKING,PREFORMED,O-, ; INJECTION NUT O-RING/B.U. RING *** | 0 | C | 5730H SE
BNB579Y | AL | L-A-13-000-002 | 3 | O-RING | O-RING, TYPICAL, QA 0, VITON, 5/8 IN, 3/4 IN, PACKING,PREFORMED,O-, ; VITON, 0.625 X 0.75 IN, FOR PUMP, 43-200 | 0 | P | 5730H SE
BNP170F | AL | L-A-13-000-002 | 1 | O-RING | O-RING, TYPICAL, QA 0, PACKING,PREFORMED,O-, ; O-RING, FOR COMPRESSOR, FRESH AIR, MODEL SAC | 0 | C | 4310I SE
BNP173X | AL | L-A-13-000-002 | 1 | O-RING | O-RING, TYPICAL, QA 0, PACKING,PREFORMED,O-, ; O-RING, FOR COMPRESSOR, MODEL SAC25E3, 15 HP | 0 | C | 4310I SE
BNR057C | AL | M-A-09-000-002 | 12 | O-RING | O-RING, TYPICAL, QA 3, PACKING, ; PREFORMED, O-RING, VITON, UPPER COMPENSATOR, FOR SIZE SB-2 | 3 | P | 48200 SE
BNR749P | AL | L-A-09-000-002 | 568 | O-RING | O-RING, TYPICAL, QA 3, PACKING, O-RING; BUNA-N, 2-232, FOR CONTINUOUS AIR MONITORING SYSTEM | 3 | B | 5730H SE
BNR783P | AL | L-A-09-000-002 | 2 | O-RING | O-RING, TYPICAL, QA 0, PACKING,PREFORMED,O-, ; FOR NORDSTROM / ROCKWELL 8 IN PLUG VALVE *** | 0 | C | 5730H SE
BNR784M | AL | L-A-09-000-002 | 1 | O-RING | O-RING, TYPICAL, QA 0, PLUG VALVE, , VALVE SIZE: 8", MANUFACTURER: NORDSTROM / ROCKWELL, VALVE FIGURE NO. | 0 | C | 5730H SE
BPG727A | AL | L-A-09-000-002 | 842 | O-RING | O-RING, TYPICAL, QA 3, PACKING, O-RING; BUNA-N, FOR CONTINUOUS AIR MONITOR, FOR SYSTEM 90. | 3 | B | 5730H SE
BPT315E | AL | M-A-06-000-002 | 3 | O-RING | O-RING, TYPICAL, QA 3, PACKING, O-RING,SPARE PART; RUBBER, ETHYLENE PROPYLENE TERPOLYMER | 3 | B | 5730H SE
BRF370X | AL | L-A-03-000-002 | 9 | O-RING | O-RING, TYPICAL, QA 0, PARTS KIT, LABORATORY EQUIPMENT; NEBULIZER KIT, O-RING, FOR GEM TIP | 0 | B | 6630D SE
BRK367J | AL | L-A-07-000-002 | 2 | O-RING | O-RING, TYPICAL, QA 1, PACKING, O-RING,SPARE PART; FOR TARGET ROCK 1/2 IN. SW SOLENOID VALVE | 1 | B | 5730H SE
BRN153N | AL | L-A-13-000-002 | 20 | O-RING | O-RING, TYPICAL, QA 1, PACKING, O-RING,SPARE PART; FOR ACCUMULATOR, GE PARTS LIST | 1 | B | 5730H SE
BTP586B | AL | L-A-05-000-002 | 40 | O-RING | O-RING, TYPICAL, QA 3, PACKING, O-RING,SPARE PART; PREFORMED, 2.75" OD X 2.375" ID X | 3 | C | 5730H SE
BTP908G | AL | T-A-01-000-002 | 3 | O-RING | O-RING, TYPICAL, QA 3, SEAL, VALVE; O-RING, BUNA-N, QUAD-RING FOR RELIEF VALVE MODEL | 3 | B | 48200 SE
BTV225P | AL | P-A-LL-ET0-108 | 80 | O-RING | O-RING, TYPICAL, QA 3, 0.139 IN, ETHYLENE PROPYLENE, 3-31/64 IN, 3.762 IN, , PACKING, O-RING,SPARE PART, FOR ROSEMOUNT 1152 TRANSMITTER | 3 | B | 5730H SE
BVE587H | AL | L-A-03-000-002 | 2 | O-RING | O-RING, TYPICAL, QA 3, PACKING, O-RING,SPARE PART; SLEEVE GASKET, REF 161H62, FOR HPCI MAIN | 3 | B | 5730H SE
BVR952V | AL | T-A-01-000-002 | 650 | O-RING | O-RING, TYPICAL, QA 3, TEFLON, BACKUP RING, SPLIT, .265 IN ID, | 3 | C | 5730H SE
BWB788G | AL | L-A-09-000-002 | 5 | O-RING | O-RING, TYPICAL, QA 0, PACKING, O-RING,SPARE PART; EDTM, FOR HIAC ROYCO ABS MODEL PRESSURE | 0 | C | 5730H SE
BWL772H | AL | T-A-01-000-002 | 3 | O-RING | O-RING, TYPICAL, QA 0, PACKING, PREFORMED, NON-ASBESTOS, | 0 | B | 5730H SE
BWY534E | AL | T-A-01-000-002 | 6 | O-RING | O-RING, TYPICAL, QA 0, PACKING, O-RING,SPARE PART; PLUG, RUBBER, FOR A GREER ACCUMULATOR | 0 | C | 5730H SE
BXF663A | AL | T-A-01-000-002 | 10 | O-RING | O-RING, TYPICAL, QA 0, PACKING, O-RING,SPARE PART; NON-ASBESTOS, SPECIAL RING ARP234, TO BE | 0 | B | 6630D SE
BXF876Q | AL | T-A-01-000-002 | 10 | O-RING | O-RING, TYPICAL, QA 0, PACKING, O-RING,SPARE PART; NON-ASBESTOS, TEFLON RING 024, TO BE USED | 0 | B | 6630D SE
BXN509H | AL | L-A-13-000-002 | 2 | O-RING | O-RING, TYPICAL, QA 0, 5/32 IN, RUBBER, 3/4 IN, 1 IN, PACKING, O-RING,SPARE PART; PREFORMED, RUBBER, 70 DURO, 0.15 THICK X | 0 | B | 5730H SE
BXN512V | AL | L-A-13-000-002 | 1 | O-RING | O-RING, TYPICAL, QA 0, TEFLON, 3/4 IN, 1 IN, PACKING, O-RING,SPARE PART; BODY TEFLON, 000.750 X 001.000 IN, FOR | 0 | B | 5730H SE
BXN523N | AL | L-A-13-000-002 | 100 | O-RING | O-RING, TYPICAL, QA 0, 1/8 IN, TEFLON, 2-3/8 IN, 2-5/8 IN, PACKING, O-RING,SPARE PART; TEFLON, 1/8 X 2-3/8 ID X 2-5/8 IN, BACK-UP | 0 | B | 5730H SE
BXN525J | AL | L-A-13-000-002 | 97 | O-RING | O-RING, TYPICAL, QA 0, PACKING, O-RING,SPARE PART; PREFORMED, TEFLON *** | 0 | B | 5730H SE
BXW920Q | AL | L-A-03-000-002 | 15 | O-RING | O-RING, TYPICAL, QA 0, PACKING, O-RING,SPARE PART; O-RING, FOR CAD N2 TANK RELIEF VALVE *** | 0 | C | 5730H SE
BYJ904R | AL | L-A-09-000-002 | 10 | O-RING | O-RING, TYPICAL, QA 3, PACKING, O-RING,SPARE PART; INTERMEDIATE PLATE BOLT, ITEM 48, DWG. | 3 | B | 5730H SE
BYM382D | AC | - - - - | 31 | O-RING | O-RING, TYPICAL, QA 1, RING, ACCUMULATOR; O-RING, CONTROL ROD DRIVE, HYDRAULIC CONTROL UNIT | 1 | C | 4470C SE
BYM876K | AL | L-A-13-000-002 | 2 | O-RING | O-RING, TYPICAL, QA 3, RING, ACCUMULATOR; O-RING, CONTROL ROD DRIVE, HYDRAULIC CONTROL UNIT | 3 | B | 4470C SE
BYT349H | AL | L-A-09-000-002 | 2 | O-RING | O-RING, TYPICAL, QA 0, POPPET STEM, , APPLICATION: DIFFERENTIAL GOVERNOR POPPET STEM O-RINGS, FIG. NO. 584 | 0 | C | 5730H SE
BYT357J | AL | L-A-09-000-002 | 2 | O-RING | O-RING, TYPICAL, QA 0, PACKING, O-RING,SPARE PART; BODY *** | 0 | C | 5730H SE
CAE363A | AL | L-A-09-000-002 | 2 | O-RING | O-RING, TYPICAL, QA 0, PACKING, COMPRESSOR; O-RING, TEFLON, 2802ZA, FOR BREATHING AIR | 0 | B | 4310I SE
CAJ358E | AL | L-A-09-000-002 | 19 | O-RING | O-RING, TYPICAL, QA 3, PACKING, O-RING,SPARE PART; QUAD RING, VITON, 0.125" X 0.812" X | 3 | B | 5730H SE
CAJ832C | AL | L-A-13-000-002 | 1 | O-RING | O-RING, TYPICAL, QA 3, PACKING, O-RING,SPARE PART; BACK-UP VITON "A" O-RING, FOR 16" DANIEL | 3 | B | 5730H SE
CBA708H | AL | L-A-12-000-002 | 7 | O-RING | O-RING, TYPICAL, QA 3, PACKING, O-RING,SPARE PART; BACK-UP RING, SECOND SEAL, ITEM NO. | 3 | B | 5730H SE
CBD645Y | AL | L-A-09-000-002 | 5 | O-RING | O-RING, TYPICAL, QA 3, PACKING, O-RING; MATERIAL: NITRILE, OUTSIDE DIAMETER: 05.125 IN ( 5 | 3 | B | 5730H SE
CBV367Q | AL | L-A-09-000-002 | 135 | O-RING | O-RING, TYPICAL, QA 0, 0.254 IN, VITON, 0.114 IN, 0.070 IN, PACKING, O-RING,SPARE PART; VITON, 0.114, 0.070, 0.254 *** | 0 | B | 6695D SE
CBV369L | AL | L-A-09-000-002 | 90 | O-RING | O-RING, TYPICAL, QA 0, 0.316 IN, VITON, 0.176 IN, 0.070 IN, PACKING, O-RING,SPARE PART; VITON, 0.176, 0.070, 0.316 *** | 0 | B | 6695D SE
CBV373X | AL | L-A-09-000-002 | 88 | O-RING | O-RING, TYPICAL, QA 0, 0.070 IN, SILICONE, 0.208 IN, 0.348 IN, PACKING, O-RING,SPARE PART; SILICON, 0.208, 0.070, 0.348 *** | 0 | B | 6695D SE
CDN786H | AL | L-A-09-000-002 | 2 | O-RING | O-RING, TYPICAL, QA 0, PACKING, O-RING,SPARE PART; O-RING USED FOR MOUNTING VICKERS | 0 | B | 5730H SE
CEN549R | AL | L-A-03-000-002 | 1 | O-RING | O-RING, TYPICAL, QA 3, O-RING, *TYPICAL *** FOR USE WITH JOHN CRANE SEAL ASSEMBLY, JOHN CRANE | 3 | C | 5730H SE
CEN549R | AL | L-A-13-000-002 | 1 | O-RING | O-RING, TYPICAL, QA 3, O-RING, *TYPICAL *** FOR USE WITH JOHN CRANE SEAL ASSEMBLY, JOHN CRANE | 3 | C | 5730H SE
CFW096N | AL | L-A-09-000-002 | 4 | O-RING | O-RING, TYPICAL, QA 3, VITON, *** NOMINAL: 1.720 ID, .118 W | 3 | B | 5730H SE
ALK099E | AL | Z-Z-ZZ-ZZZ-ZZZ | 1 | OSCILLATOR | OSCILLATOR, ELECTRICAL, QA 0, OSCILLATOR, TELEPHONE; 1275 HZ, QUINDAR ELECTRONICS QO30 *** | 0 | C | 5805M SE
ADG193T | AL | D-B-19-202-002 | 11 | OUTLET | OUTLET, PIPE, QA 0, BRANCH CONNECTION, 12 - 10 IN, 1 IN, CS, ASTM A350 GR LF2, 80, FORGED, BLACK, OUTLET, PIPE; STYLE: SOCKOLET, MATERIAL: C | 0 |  | 4730P SE
BGF253E | AL | D-A-17-302-004 | 8 | OUTLET | OUTLET, PIPE, QA 0, LATERAL BRANCH CONNECTION, 1/2 IN, 1/2 IN, IRON, 150 LB, THREADED INTERNAL, GALVANIZED, LATERAL, PIPE; FITTING STYLE: 45 | 0 |  | 4730P SE
BGF254C | AL | D-A-17-302-004 | 6 | OUTLET | OUTLET, PIPE, QA 0, LATERAL BRANCH CONNECTION, 3/4 IN, 3/4 IN, IRON, THREADED INTERNAL, GALVANIZED, LATERAL, PIPE; FITTING STYLE: 45 DEG, MA | 0 |  | 4730P SE
BGF255A | AL | D-A-17-302-004 | 4 | OUTLET | OUTLET, PIPE, QA 0, LATERAL BRANCH CONNECTION, 1 IN, 1 IN, IRON, 150 LB, THREADED INTERNAL, GALVANIZED, LATERAL, PIPE; FITTING STYLE: 45 DEG | 0 |  | 4730P SE
BKH332M | AL | D-A-02-102-003 | 1 | OUTLET | OUTLET, PIPE, QA 1, LATERAL, PIPE; 45 DEG, SCHEDULE 40S, STAINLESS STEEL ASME SA 182 GR | 1 |  | 4730P SE
BKR115L | AL | D-A-20-402-004 | 9 | OUTLET | OUTLET, PIPE, QA 1, CLASS 2, OUTLET, PIPE; THREADOLET, CLASS 3000, CARBON STEEL ASME SA 105 K03504 | 1 |  | 4730P SE
BLA937G | AL | D-A-28-102-004 | 9 | OUTLET | OUTLET, PIPE, QA 3, OUTLET, PIPE; THREDOLET, CLASS 3000, CARBON STEEL ASTM A 105 K03504 | 3 |  | 4730P SE
BLC565H | AL | D-A-12-202-006 | 2 | OUTLET | OUTLET, PIPE, QA 1, CLASS 2, OUTLET, PIPE; STYLE: REINFORCED BRANCH, MATERIAL: CARBON STEEL, RUN | 1 |  | 4730P SE
BLQ630E | AL | Z-A-06-000-001 | 12 | OUTLET | OUTLET, PIPE, QA 1, OUTLET, PIPE; WELDING, NIPOLET, FORGED CARBON STEEL, 36-:750 IN X | 1 | P | 4730P SE
BNM583L | AL | D-A-32-401-001 | 1 | OUTLET | OUTLET, PIPE, QA 0, BRANCH CONNECTION, 10 - 6 IN, 1 IN, CARBON STEEL, SOCKETWELD, FORGED, *** STYLE: SOCKOLET | 0 |  | 4730P SE
BNN804T | AL | D-A-20-402-001 | 1 | OUTLET | OUTLET, PIPE, QA 0, BRANCH CONNECTION, 36 - 20 IN, 2-1/2 IN, CS, THREADED INTERNAL, OUTLET, PIPE; STYLE: THREADOLET, MATERIAL: CARBON STEEL | 0 |  | 4730P SE
BNN806N | AL | D-A-24-202-005 | 1 | OUTLET | OUTLET, PIPE, QA 0, BRANCH CONNECTION, 4 - 3 1/2 IN, 1 1/2 IN, THREADED INTERNAL, OUTLET, PIPE; STYLE: THREADOLET, RUN END NOM SIZE: 4-3.5 I | 0 |  | 4730P SE
BNT099N | AL | D-A-24-202-005 | 9 | OUTLET | OUTLET, PIPE, QA 0, BRANCH CONNECTION, 3 IN, 1/2 IN, SOCKETWELD, *** STYLE: SOCKOLET | 0 |  | 4730P SE
BNT100N | AL | D-A-22-401-000 | 4 | OUTLET | OUTLET, PIPE, QA 0, LATERAL BRANCH CONNECTION, 4 IN, 2 1/2 IN, *** STYLE: ELBOLET | 0 |  | 4730P SE
BNT106Y | AL | D-A-24-202-005 | 6 | OUTLET | OUTLET, PIPE, QA 0, LATERAL BRANCH CONNECTION, 36-3 IN, 1 IN, OUTLET, PIPE; STYLE: ELBOLET, RUN END NOM SIZE: 04.000 IN ( 4) OUTLET | 0 |  | 4730P SE
BNT107W | AL | D-A-22-401-000 | 5 | OUTLET | OUTLET, PIPE, QA 0, BRANCH CONNECTION, 36 - 20 IN, 20 IN, CARBON STEEL, SOCKETWELD, ASTM A105, OUTLET, PIPE; STYLE: SOCKOLET, MATERIAL: CARB | 0 |  | 4730P SE
BNT109Q | AL | D-A-26-102-000 | 6 | OUTLET | OUTLET, PIPE, QA 0, BRANCH CONNECTION, 12 IN, 4 IN, CARBON STEEL, SOCKETWELD, ASTM A105, 80, *** STYLE: SOCKOLET | 0 |  | 4730P SE
BNT507C | AL | D-A-32-401-003 | 14 | OUTLET | OUTLET, PIPE, QA 0, BRANCH CONNECTION, 3 IN, 3/4 IN, SOCKETWELD, BLACK, OUTLET, PIPE; STYLE: WELDOLET, RUN END NOM SIZE: 03.000 IN ( 3) OUTL | 0 |  | 4730P SE
BQC206N | AL | D-A-01-401-004 | 2 | OUTLET | OUTLET, PIPE, QA 1, CLASS 2, BRANCH CONNECTION, 4 - 3 1/2 IN, 2 IN, CARBON STEEL, 3000 LB, ASME SA105, FORGED, STD MILL FINISH, *** OUTLET C | 1 |  | 4730P SE
BQC218E | AL | D-A-06-402-003 | 2 | OUTLET | OUTLET, PIPE, QA 1, CLASS 2, BRANCH CONNECTION, 36 - 8 IN, 2 IN, CARBON STEEL, 3000 LB, SOCKETWELD, ASME SA105, *** FIRST END TYPE: BUTTWELD | 1 |  | 4730P SE
BQK196R | AL | D-A-04-401-002 | 2 | OUTLET | OUTLET, PIPE, QA 1, CLASS 2, BRANCH CONNECTION, 36 - 10 IN, 1/2 IN, CS, 3000 LB, SOCKETWELD, ASME SA105, SOCKOLET | 1 |  | 4730P SE
BQP674T | AL | A-A-01-000-001 | 1 | OUTLET | OUTLET, PIPE, QA 1, CLASS 2, OUTLET, PIPE; STYLE: WELDOLET, MATERIAL: CARBON STEEL, RUN END NOM | 1 | C | 4730P SE
BRX747L | AL | D-A-12-101-002 | 4 | OUTLET | OUTLET, PIPE, QA 1, CLASS 2, BRANCH CONNECTION, 14 IN, 1 IN, CS, 3000 LB, SOCKETWELD, ASME SA105, FORGED | 1 |  | 4730P SE
BTK030J | AL | D-A-18-202-004 | 1 | OUTLET | OUTLET, PIPE, QA 3, BRANCH CONNECTION, 3-1/2 - 3 IN, 1 IN, CS, 300 LB, THREADED INTERNAL, ASTM A105, FORGED, THREADOLET | 3 |  | 4730P SE
BTW415D | AL | A-A-01-000-001 | 1 | OUTLET | OUTLET, PIPE, QA 1, CLASS 2, OUTLET, PIPE; STYLE: SOCKOLET, MATERIAL: STAINLESS STEEL, RUN END NOM | 1 | C | 4730P SE
BVQ176K | AL | D-A-10-201-001 | 1 | OUTLET | OUTLET, PIPE, QA 1, CLASS 2, OUTLET, PIPE; STYLE: PIPET, MATERIAL: CARBON STEEL, RUN END NOM SIZE: | 1 |  | 4730P SE
BVT847K | AL | D-B-25-201-005 | 4 | OUTLET | OUTLET, PIPE, QA 3, OUTLET, PIPE; STYLE: THREADOLET, MATERIAL: GALVANIZED STEEL, RUN END | 3 |  | 4730P SE
BVT850A | AL | D-B-25-201-005 | 4 | OUTLET | OUTLET, PIPE, QA 3, BRANCH CONNECTION, 4 IN, 2-1/2 IN, CS, 3000 LB, THREADED INTERNAL, ASTM A105, FORGED, GALVANIZED | 3 |  | 4730P SE
BWY238J | AL | D-A-24-202-006 | 1 | OUTLET | OUTLET, PIPE, QA 0, BRANCH CONNECTION, 4 IN, 4 IN, STAINLESS STEEL, BUTT WELD, ASTM A403 WP 304, 40S, MSS SP-97, OUTLET, PIPE; STYLE: WELDOL | 0 |  | 4730P SE
CAB382M | AL | D-A-18-202-004 | 1 | OUTLET | OUTLET, PIPE, QA 0, BRANCH CONNECTION, 18 - 10 IN, 1 1/2 IN, CARBON STEEL, 6000 LB, SOCKETWELD, ASME SA105, OUTLET, PIPE; STYLE: SOCKOLET, M | 0 |  | 4730P SE
CAB384H | AL | D-A-18-202-004 | 1 | OUTLET | OUTLET, PIPE, QA 0, BRANCH CONNECTION, 8 - 6 IN, 1 1/2 IN, CARBON STEEL, 6000 LB, SOCKETWELD, ASME SA105, OUTLET, PIPE; STYLE: SOCKOLET, MAT | 0 |  | 4730P SE
CAV303T | AL | D-A-12-202-006 | 1 | OUTLET | OUTLET, PIPE, QA 0, BRANCH CONNECTION, 24 IN, 1 1/2 IN, CARBON STEEL, 6000 LB, ASTM A105, *** | 0 |  | 4730P SE
CDG622F | AL | A-A-01-000-001 | 2 | OUTLET | OUTLET, PIPE, QA 3, OUTLET, PIPE; STYLE: WELDOLET, MATERIAL: CHROME MOLY STEEL, RUN END | 3 | C | 4730P SE
CDL442W | AL | D-A-12-202-006 | 5 | OUTLET | OUTLET, PIPE, QA 1, CLASS 2, REINFORCED BRANCH CONNECTION, 1-1/2 IN, 1 IN, CS, 3000 LB, SOCKETWELD, ASME SA105, FORGED, STANDARD MILL FINISH | 1 |  | 4730P SE
CEB798W | AL | D-A-12-202-004 | 2 | OUTLET | OUTLET, PIPE, QA 3, REINFORCED BRANCH CONNECTION, FLAT, 1-1/2 IN, CS, BUTTWELD X PLAIN END, ASTM A105, XS, FORGED, STANDARD MILL FINISH, MSS | 3 |  | 4730P SE
CEN017J | AL | F-A-09-201-000 | 1 | OUTLET | OUTLET, PIPE, QA 3, WELDOLET, *TYPICAL; SIZE: 3 IN X 2 IN; MATERIAL: NICKEL ALLOY; | 3 | C | 4730P SE
CFC445K | AL | D-A-18-402-000 | 1 | OUTLET | OUTLET, PIPE, QA 3, BRANCH CONNECTION, 36 - 20 IN, 4 IN, CS, BUTTWELD, ASTM A350 GR LF2, STD, STANDARD MILL FINISH | 3 |  | 4730P SE
AVR897G | AL | L-A-13-000-002 | 2 | OUTLET | OUTLET, PIPE, QA 0, BRANCH CONNECTION, 2 IN, 3/4 IN, CARBON STEEL, 3000 LB, SOCKETWELD, ASTM A105, FORGED, BLACK, OUTLET, PIPE; STYLE: SOCKO | 0 | P | 4730P SE
BKR595B | AL | T-A-12-000-002 | 1 | OUTLET | OUTLET, PIPE, QA 1, OUTLET, PIPE; SOCKOLET, CLASS 3000, OUTLET END SCHEDULE 40, CARBON | 1 | P | 4730P SE
BLE354L | AL | M-A-07-000-002 | 8 | OUTLET | OUTLET, PIPE, QA 1, CLASS 2, OUTLET, PIPE; LATROLET, PIPE OUTLET, S.S., 3000 LB, 3/4 IN SOCKET WELD | 1 | C | 4730P SE
BPK115T | AL | T-A-12-000-002 | 3 | OUTLET | OUTLET, PIPE, QA 0, BRANCH CONNECTION, 10 IN, 1 IN, CARBON STEEL, SOCKETWELD, FORGED, OUTLET, PIPE; STYLE: SOCKOLET, MATERIAL: FORGED STEEL | 0 | C | 4730P SE
BQP674T | AL | T-A-12-000-002 | 1 | OUTLET | OUTLET, PIPE, QA 1, CLASS 2, OUTLET, PIPE; STYLE: WELDOLET, MATERIAL: CARBON STEEL, RUN END NOM | 1 | C | 4730P SE
CBE224J | AL | T-A-12-000-002 | 3 | OUTLET | OUTLET, PIPE, QA 3, REINFORCED BRANCH CONNECTION, 2 IN, 1 IN, CS, BUTTWELD, ASTM A105, STD, FORGED, STANDARD MILL FINISH | 3 | C | 4730P SE
CBP967L | AL | T-A-01-000-002 | 1 | OUTLET | OUTLET, PIPE, QA 3, OUTLET, PIPE; STYLE: WELDOLET, MATERIAL: CARBON STEEL, RUN END NOM | 3 | C | 4730P SE
CBP968J | AL | T-A-01-000-002 | 3 | OUTLET | OUTLET, PIPE, QA 3, REINFORCED BRANCH CONNECTION, 10 IN, 6 IN, CS, BUTTWELD, ASTM A105, STD, FORGED, STANDARD MILL FINISH, MSS SP-97 | 3 | C | 4730P SE
CEC038X | AL | T-A-12-000-002 | 8 | OUTLET | OUTLET, PIPE, QA 3, OUTLET, PIPE; STYLE: SOCKOLET, MATERIAL: STAINLESS STEEL, RUN END NOM | 3 | C | 4730P SE
AGD642L | AL | D-A-08-401-000 | 4 | OVERALLS | OVERALLS, PERSONAL, QA 0, PROTECTIVE/OIL/CHEMICAL, LARGE, RUBBER/VULTEX, BLACK, OVERALLS, CHEMICAL/OIL PROT; MATERIAL: RUBBER/VULTEX, SIZE: | 0 |  | 8415B SE
AKD847F | AL | D-A-37-402-000 | 28 | OVERALLS | OVERALLS, PERSONAL, QA 0, PROTECTIVE/SANDBLAST, MEDIUM, RUBBER, BLACK, OVERALLS, UTILITY; MATERIAL: RUBBER, SIZE: MEDIUM, TYPE: SANDBLAST | 0 | C | 8415B SE
BAD877N | AL | M-A-03-000-002 | 5 | OVERLOAD | OVERLOAD, TYPICAL, QA 0, HOIST, 5 TON, 460, OVERLOAD DEVICE, HOIST; LIMITER, FOR 460 VAC, 3 PH, 5 TONS, MODEL | 0 | C | 3950F SE
BBR611R | AL | M-A-12-000-002 | 1 | OVERLOAD | OVERLOAD, TYPICAL, QA 0, HOIST, 10 TON, 460, OVERLOAD DEVICE, HOIST; LIMITER, FOR 460 VAC, 3 PH, 10 TON, ELECTRIC | 0 | C | 3950F SE
BDK129D | AC | - - - - | 3 | PACK | PACK, TYPICAL, QA 2, POWER PACK, ; BLADE, CONSISTING OF POWER PACK 9503110 AND GASKET KIT | 2 | P | 6130S SE
AKP380X | AL | M-A-08-000-002 | 18 | PACK | PACK, TYPICAL, QA 1, POWER PACK, ; C/W ARMATURE, MAGNET AND FRAME, SIZE 3 AND 4, FOR | 1 | P | 6130S SE
BDK128F | AC | - - - - | 8 | PACK | PACK, TYPICAL, QA 2, DISEL GENERATOR, POWER PACK, POWER PACK, ; FORK, FOR DIESEL GENERATOR *** | 2 | P | 6130S SE
BDK128F | AL | T-A-06-000-002 | 8 | PACK | PACK, TYPICAL, QA 2, DISEL GENERATOR, POWER PACK, POWER PACK, ; FORK, FOR DIESEL GENERATOR *** | 2 | P | 6130S SE
BDK129D | AL | T-A-06-000-002 | 7 | PACK | PACK, TYPICAL, QA 2, POWER PACK, ; BLADE, CONSISTING OF POWER PACK 9503110 AND GASKET KIT | 2 | P | 6130S SE
BDK129D | AC | - - - - | 8 | PACK | PACK, TYPICAL, QA 2, POWER PACK, ; BLADE, CONSISTING OF POWER PACK 9503110 AND GASKET KIT | 2 | P | 6130S SE
ACJ770M | AL | A-A-01-000-001 | 22 | PACKING | PACKING, PREFORMED/SET, QA 3, PACKING,PREFORMED,RI, ; INCONEL WIRE INSERTED, CARBON JACKETED | 3 | C | 5730H SE
ACJ947W | AL | A-A-01-000-001 | 22 | PACKING | PACKING, PREFORMED, QA 0, GRAFOIL, *** | 0 | P | 5730H SE
AFJ088P | AL | A-A-01-000-001 | 3 | PACKING | PACKING, PREFORMED/SET, QA 3, PACKING, SINGLE RING; RING, BLUE ASBESTOS, BRAIDED, SQUARE, EIGHT | 3 | P | 5730H SE
AGJ548J | AL | A-A-01-000-001 | 5 | PACKING | PACKING, PREFORMED/SET, QA 0, RING, 4, *** REF 15, FOR VALVE, TYPE 5500W-1, SIZE 1/2 & 3/4 IN, 600 LB AT 910 | 0 | C | 48200 SE
AJA267P | AL | A-A-01-000-001 | 3 | PACKING | PACKING, PREFORMED/SET, QA 0, RING, PACKING STEAM TURBIN; W/SPRINGS AND PINS, C/O 1 RINGDWG | 0 | P | 2825G SE
AKJ389R | AL | A-A-01-000-001 | 5 | PACKING | PACKING, PREFORMED/SET, QA 0, RING, 2 IN, ASBESTOS/GRAPHITE, 2, *** FOR O-ISV-12-736, FIG 3484-R, SIZE 2 IN, BLOW OFF 200 PSI, BASIC | 0 | C | 5730H SE
AKK955D | AL | A-A-01-000-001 | 23 | PACKING | PACKING, BULK, QA 0, BRAIDED, 5/16 IN, 5/16 IN, *** MATERIAL: NON-ASBESTOS, FABRICATION: MULTI-LOK BRAID | 0 | B | 5730H SE
ALF716E | AL | A-A-01-000-001 | 5 | PACKING | PACKING, PREFORMED, QA 0, 3-3/16 IN, 3-3/8 IN, *** FOR FILTER, HC9401FUP13 Z, ON (EHC) ELECTRO HYDRAULIC CONTROL | 0 | P | 5730H SE
ALJ573T | AL | A-A-01-000-001 | 6 | PACKING | PACKING, PREFORMED/SET, QA 0, 2-1/8 IN, 3 IN, 7/16 IN, GRAPHITE, 9, PACKING, SET,SPARE PART; GRAPHITE, NINE RINGS PER SET, C/O TWO BRAIDED | 0 | P | 48200 SE
ANJ369D | AL | A-A-01-000-001 | 16 | PACKING | PACKING, PREFORMED/SET, QA 3, PACKING,PREFORMED,RI, ; PACKING, PREFORMED, NON-ASBESTOS, 10 RINGS PER | 3 | B | 5730H SE
APE096V | AL | D-B-16-000-001 | 1 | PACKING | PACKING, PREFORMED/SET, QA 3, PUMP, SS, FOR MECHANICAL SEAL, TYPE 1B-RS, DWG C-125933 ON CHARGING PUMP MODEL/ | 3 | C | 5730H SE
AQG401B | AL | A-A-01-000-001 | 1 | PACKING | PACKING, PREFORMED/SET, QA 3, PACKING, SINGLE RING; SPLIT RING, ASBESTOS, 12 PER SET, FOR 010.000 IN | 3 | C | 5730H SE
AQG408W | AL | A-A-01-000-001 | 2 | PACKING | PACKING, MECHANICAL, QA 0, PACKING, VALVE; SPLIT RING, ASBESTOS, FOR 008.000 INCH GLOBE VALVE | 0 | C | 48200 SE
AQR696D | AL | A-A-01-000-001 | 549 | PACKING | PACKING, BULK, QA 3, PACKING, MATERIAL; MULTI-LOCK BRAID, GRAPHITE YARN, 0.125 IN SQ | 3 | P | 5730H SE
AQX820X | AL | 1-A-08-000-001 | 49 | PACKING | PACKING, PREFORMED/SET, QA 3, PACKING, SINGLE RING; RING, SPLIT, 0.5 THICK X 3 ID X 4 IN OD, C/O | 3 | B | 5730H SE
ARL221H | AL | A-A-01-000-001 | 15 | PACKING | PACKING, MECHANICAL, QA 0, 1 IN, 1 IN, GRAPHITE, PACKING, MATERIAL; MATERIAL: YARN/ULTRA-GRAPH, WIDTH: 01.000 IN ( 1) | 0 | P | 5730H SE
ATC511B | AL | 1-B-14-000-001 | 2 | PACKING | PACKING, PREFORMED/SET, QA 0, RING, PACKING STEAM TURBIN; STEAM, N-3, GRV 1,2 & 3, FOR GE TURBINE | 0 | P | 2825G SE
ATD703X | AL | D-B-16-000-001 | 2 | PACKING | PACKING, MECHANICAL, QA 0, PACKING, TENSIONER; OUTER, ITEM 64, FOR REACTOR PRESSURE VESSEL STUD | 0 | P | 5730H SE
ATQ396J | AL | D-B-09-202-001 | 1 | PACKING | PACKING, PREFORMED, QA 0, RING, 7/8 IN, 1-1/4 IN, 3/16 IN, RUBBER, ROD, FOR AIR CYLINDER, MODEL GNAA-SL, 4 IN BORE, 100 LB WP, STP-6, | 0 | P | 4450C SE
ATQ397G | AL | D-B-09-202-001 | 2 | PACKING | PACKING, PREFORMED, QA 0, RING, 3-3/4 IN, 4 IN, 1/8 IN, RUBBER, PISTON, FOR AIR CYLINDER, MODEL GNAA-SL, 4 IN BORE, 100 PSI WP, | 0 | P | 4450C SE
ATR339R | AL | A-A-01-000-001 | 4 | PACKING | PACKING, PREFORMED/SET, QA 0, V-RING, ASBESTOS, 10, PACKING, VALVE; PREFORMED RING, ASBESTOS FIBER, 10 RINGS PER SET, FOR | 0 | P | 5730H SE
ATV316V | AL | A-A-01-000-001 | 3 | PACKING | PACKING, PREFORMED/SET, QA 0, RING, WHITE COMPRESS ASBESTOS, 6, *** ITEM 1, FOR 1.5 IN, AIR OPERATED VALVE, MODEL 535C, TRIM T-316 | 0 | P | 5730H SE
ATW659P | AL | D-B-09-202-001 | 5 | PACKING | PACKING, BULK, QA 0, PACKING, MATERIAL,SPARE PART; FIBER, PISTON, STRIP-WEAR, FORCYLINDER | 0 | C | 4450C SE
AVV908W | AL | D-B-09-202-001 | 2 | PACKING | PACKING, MECHANICAL, QA 0, BACK ASSY, ASH DISPOSAL; ROD PACKING, AIR CYLINDER 15111-3, FOR | 0 | P | 4450C SE
AWC536E | AL | 1-B-14-000-001 | 26 | PACKING | PACKING, PREFORMED/SET, QA 3, PACKING, O-RING; PACKING SET, C/O SIX DIE FORMED SPLIT RINGS, 4 IN ID | 3 | C | 5730H SE
AWE669G | AL | A-A-01-000-001 | 1 | PACKING | PACKING, PREFORMED/SET, QA 0, RING, GRAPHITE, 6, *** FOR 010.000 IN, 150 LB, GLOBE VALVE, CODE 5-5275-50-100-18A S/N | 0 | P | 48200 SE
AWK333Q | AL | A-A-01-000-001 | 18 | PACKING | PACKING, PREFORMED, QA 3, PACKING, SINGLE RING; RUBBER, FOR 024.000 IN N-MK IIBUTTERFLY VALVE | 3 | C | 5730H SE
AXR012Y | AL | A-A-01-000-001 | 4 | PACKING | PACKING, PREFORMED, QA 3, PACKING, SINGLE RING; ASBESTOS, 004.000 ID X 004.750IN OD, EPT | 3 | P | 5730H SE
AXR909Q | AL | A-A-01-000-001 | 5 | PACKING | PACKING, BULK, QA 3, PACKING, MATERIAL; ULTRA GRAPHITE YARN, IMPREGNATED WITH SUBMICRON | 3 | P | 5730H SE
AXX065L | AL | A-A-01-000-001 | 2 | PACKING | PACKING, PREFORMED, QA 0, RING, SS, RING, VALVE; TYPE 316, PACKING BOX, 0.5 IN STEM, FOR | 0 | P | 48200 SE
AYV444R | AL | A-A-01-000-001 | 1 | PACKING | PACKING, PREFORMED, QA 0, RING, PACKING STEAM TURBIN; DIAPHRAGM, STAGE 11, FOR TURBINE, GE REQ | 0 | P | 2825G SE
BAQ985T | AL | D-A-32-104-001 | 9 | PACKING | PACKING, PREFORMED, QA 0, 10 IN, 5/16 IN, FIBER/RUBBER, PACKING,PREFORMED,RI, ; RING, FIBER AND RUBBER, 0.3125 THICK X 13 IN | 0 | P | 5730H SE
BBQ191T | AL | A-A-01-000-001 | 4 | PACKING | PACKING, PREFORMED, QA 3, PACKING,PREFORMED,RI, ; SPLIT, DIE FORMED, GRAFOIL, 0.5 THK X 2.5625 | 3 | C | 5730H SE
BCV662P | AL | A-A-01-000-001 | 3 | PACKING | PACKING, PREFORMED, QA 0, RING, PACKING STEAM TURBIN; DIAPHRAGM, NEW DESIGN, STAGE 11, (GE), FOR | 0 | P | 2825G SE
BCY561E | AL | A-A-01-000-001 | 4 | PACKING | PACKING, PREFORMED/SET, QA 3, PACKING,PREFORMED,RI, ; RING, GRAPHITED ASBESTOS, NINE RINGS PER SET | 3 | P | 5730H SE
BDA625F | AL | A-A-01-000-001 | 1 | PACKING | PACKING, PREFORMED/SET, QA 0, RING, PACKING STEAM TURBIN; DIAPHRAGM, STAGE 8, LP (C), (GE), NEW | 0 | B | 2825G SE
BDA626D | AL | D-A-31-401-000 | 1 | PACKING | PACKING, PREFORMED, QA 0, RING, PACKING STEAM TURBIN; DIAPHRAGM, STAGE 8, LP (C), (TE), NEW | 0 | C | 2825G SE
BDA626D | AL | A-A-01-000-001 | 2 | PACKING | PACKING, PREFORMED, QA 0, RING, PACKING STEAM TURBIN; DIAPHRAGM, STAGE 8, LP (C), (TE), NEW | 0 | C | 2825G SE
BDK235E | AL | D-A-22-201-000 | 1 | PACKING | PACKING, PREFORMED/SET, QA 0, 12, RING, PACKING STEAM TURBIN; DIAPHRAGM, STAGE 8, (LP-B), TE, NEW STYLE, | 0 | C | 2825G SE
BET817D | AL | A-A-01-000-001 | 3 | PACKING | PACKING, PREFORMED/SET, QA 0, PACKING,PREFORMED,RI, ; RING, BRAIDED ASBESTOS, W/TEFLON, 0.5 THICK X | 0 | P | 48200 SE
BEY313M | AL | D-B-09-202-001 | 5 | PACKING | PACKING, PREFORMED, QA 0, VALVE, TEFLON, *** U-RING, SEAL | 0 | P | 4450C SE
BFL546B | AL | A-A-01-000-001 | 1 | PACKING | PACKING, PREFORMED/SET, QA 0, RING, 4, *** CYLINDER, FOR ERCW CRANE | 0 | P | 3950F SE
BFT247N | AL | A-A-01-000-001 | 128 | PACKING | PACKING, BULK, QA 3, PACKING, MATERIAL; SQUARE, VALVE STEM, PBI FIBER YARN REINFORCED WITH | 3 | P | 5730H SE
BGW205P | AL | A-A-01-000-001 | 7 | PACKING | PACKING, PREFORMED/SET, QA 0, PACKING,PREFORMED,VL, ; RING, C/O TWO EA GRAFOIL, TWO EA ASBESTOS YARN | 0 | P | 48200 SE
BHP904G | AL | A-A-01-000-001 | 2 | PACKING | PACKING, PREFORMED/SET, QA 1, O-RING, 8, KIT CONTAINS EIGHT VARIOUS SIZES, FOR ROTAMETER, MODEL 1350 | 1 | C | 5730H SE
BJL399B | AL | A-A-01-000-001 | 3 | PACKING | PACKING, PREFORMED/SET, QA 3, PACKING,PREFORMED,O-, ; ASBESTOS FREE, C/O SEVEN EACH PER SET, 1.125 | 3 | C | 5730H SE
BJP608E | AL | F-C-08-064-001 | 4 | PACKING | PACKING, PREFORMED/SET, QA 3, PACKING,PREFORMED,RI, ; ASBESTOS FREE, NUCLEAR GRADE, 0.375 CROSS | 3 | P | 5730H SE
BKY564W | AL | A-A-01-000-001 | 3 | PACKING | PACKING, PREFORMED/SET, QA 3, PACKING,PREFORMED,RI, ; ASBESTOS, GRAPHITE IMPREGNATED, REF 14, FOR | 3 | P | 5730H SE
BLE145X | AL | A-A-01-000-001 | 2 | PACKING | PACKING, BULK, QA 3, PACKING, MATERIAL; PACKING MATERIAL, NON-ASBESTOS, BRAIDED INCONEL | 3 | C | 5730H SE
BLH034E | AL | A-A-01-000-001 | 2 | PACKING | PACKING, PREFORMED/SET, QA 0, *** FOR KEROTEST 1.5 IN VALVE, 316STAINLESS STEEL, SCH 40, BUTT WELD | 0 | P | 5730H SE
BLT619C | AL | A-A-01-000-001 | 5 | PACKING | PACKING, PREFORMED/SET, QA 3, PACKING,PREFORMED,RI, ; GRAPHITIC, NON ASBESTOS CORRUGATED RIBBON | 3 | P | 5730H SE
BMF573W | AL | A-A-01-000-001 | 15 | PACKING | PACKING, PREFORMED/SET, QA 3, PACKING SET, ; VALVE, CONFIGUERED IN NO 6300 AND 524, 3 X 4, SIX RINGS | 3 | P | 5730H SE
BNB886M | AL | A-A-01-000-001 | 1 | PACKING | PACKING, PREFORMED/SET, QA 3, SPLIT-RING, 1-1/16 IN, 1-5/8 IN, 1/4 IN, GRAPHITE, CONSISTING OF THREE BRAIDED AND THREE DIE-FORMED, | 3 | B | 5730H SE
BNB886M | AL | 5-A-07-202-000 | 1 | PACKING | PACKING, PREFORMED/SET, QA 3, SPLIT-RING, 1-1/16 IN, 1-5/8 IN, 1/4 IN, GRAPHITE, CONSISTING OF THREE BRAIDED AND THREE DIE-FORMED, | 3 | B | 5730H SE
BNB989B | AL | A-A-01-000-001 | 1 | PACKING | PACKING, PREFORMED/SET, QA 3, SPLIT-RING, 3/8 IN, 3/4 IN, 3/16 IN, GRAPHITE, 7, C/O 3 RINGS BRAIDED & 4 RINGS DIE FORMED GRAPHITE, | 3 | B | 5730H SE
BNC276C | AL | A-A-01-000-001 | 17 | PACKING | PACKING, PREFORMED/SET, QA 3, PACKING,PREFORMED,RI, ; SPLIT, GRAPHITE, STYLE 524 AND6300, 0.25 TH X | 3 | P | 5730H SE
BNC281K | AL | A-A-01-000-001 | 2 | PACKING | PACKING, PREFORMED/SET, QA 3, PACKING,PREFORMED,RI, ; SPLIT, GRAPHITE, STYLE 524 AND6300, 0.375 | 3 | P | 5730H SE
BPR938E | AL | F-A-02-103-000 | 8 | PACKING | PACKING, PREFORMED/SET, QA 3, PACKING, SET,SPARE PART; SPLIT, GRAPHITE, SIX PER SET, 2.750 X 3.750 X | 3 | A | 5730H SE
BPR997X | AL | A-A-01-000-001 | 3 | PACKING | PACKING, PREFORMED/SET, QA 3, RING, 2-3/8 IN, 3-3/8 IN, 1/2 IN, GRAPHITE, 6, C/O 3 RINGS BRAIDED AND 3 RINGS DOE-FORMED GRAPHITE, | 3 | B | 5730H SE
BPT232J | AL | A-A-01-000-001 | 27 | PACKING | PACKING, PREFORMED, QA 3, PACKING, SINGLE RING,SPARE PA; 1.000 X 1.625 *** | 3 | A | 5730H SE
BPT234E | AL | A-A-01-000-001 | 19 | PACKING | PACKING, PREFORMED/SET, QA 3, RING, 1 IN, 2 IN, 1/2 IN, GRAPHITE, 6, C/O 3 RINGS BRAIDED & 3 RINGS DIE-FORMED GRAPHITE, | 3 | B | 5730H SE
BPT240Y | AL | 1-B-12-000-001 | 20 | PACKING | PACKING, PREFORMED/SET, QA 3, PACKING, SET,SPARE PART; SEVEN RINGS PER SET, 1.000 X 2.125 X 7 *** | 3 | A | 5730H SE
BPT244B | AL | A-A-01-000-001 | 13 | PACKING | PACKING, PREFORMED, QA 3, PACKING, SINGLE RING,SPARE PA; 1.125 X 1.875 X 6 *** | 3 | A | 5730H SE
BPT333C | AL | A-A-01-000-001 | 14 | PACKING | PACKING, PREFORMED/SET, QA 3, RING, 1-1/4 IN, 2-1/4 IN, 1/2 IN, GRAPHITE, 6, C/O 3 RINGS BRAIDED & 3 RINGS DIE-FORMED GRAPHITE, | 3 | B | 5730H SE
BPV656E | AL | A-A-01-000-001 | 10 | PACKING | PACKING, PREFORMED/SET, QA 3, RING, 3/8 IN, 9/16 IN, 0.094 IN, GRAPHITE, 7, C/O 3 RINGS BRAIDED & 4 RINGS DIE-FORMED GRAPHITE, | 3 | B | 5730H SE
BPW913F | AL | D-B-16-000-001 | 3 | PACKING | PACKING, PREFORMED/SET, QA 3, RING, 3 IN, 4-1/8 IN, 9/16 IN, 6, C/O 3 RINGS BRAIDED GRAPHITE AND 3 RINGS DIE-FORMED GRAPHITE | 3 | B | 5730H SE
BQH773P | AL | A-A-01-000-001 | 6 | PACKING | PACKING, PREFORMED/SET, QA 3, PACKING, SET,SPARE PART; PREFORMED SET, 6 RINGS PER SET, 3 EACH | 3 | B | 5730H SE
BQR111X | AL | D-A-18-302-005 | 49 | PACKING | PACKING, PREFORMED/SET, QA 3, PACKING, SET,SPARE PART; GRAPHITE 0.312 TK X 1.25 IDX 1.875 OD | 3 |  | 48200 SE
BRV757V | AL | A-A-01-000-001 | 2 | PACKING | PACKING, PREFORMED/SET, QA 3, SPLIT-RING, 1-1/4 IN, 2-1/8 IN, 7/16 IN, 6, C/O 3 RINGS BRAIDED GRAPHITE AND 3 RINGS DIE-FORMED GRAPHITE | 3 | B | 5730H SE
BRX981C | AL | F-A-07-201-000 | 3 | PACKING | PACKING, PREFORMED/SET, QA 3, PACKING, SET; PREFORMED SET,6 RINGS PER,C/O 3 COMPOSITE RINGS | 3 | B | 5730H SE
BTF853P | AL | A-A-01-000-001 | 6 | PACKING | PACKING, PREFORMED/SET, QA 3, PACKING, SET; JOHN CRANE 287I NON-ASBESTOS PACKING FOR 8" 600# | 3 | B | 48200 SE
BTG199N | AL | F-A-12-101-000 | 3 | PACKING | PACKING, PREFORMED, QA 0, RING, PACKING; GRAFOIL RING, ARGO STYLE 6300, SIZE 9.683 ID X 11.683 | 0 | C | 5730H SE
BTG251F | AL | A-A-01-000-001 | 7 | PACKING | PACKING, PREFORMED/SET, QA 3, PACKING, SET,SPARE PART; JOHN CRANE 287I NON ASBESTOS FOR 3" 600# | 3 | B | 48200 SE
BTG285X | AL | A-A-01-000-001 | 7 | PACKING | PACKING, PREFORMED/SET, QA 3, PACKING, SET; JOHN CRANE 287I NON-ASBESTOS, FOR 6" 600# WALWORTH GATE | 3 | B | 48200 SE
BTG396L | AL | A-A-01-000-001 | 7 | PACKING | PACKING, PREFORMED/SET, QA 3, PACKING, SET; JOH CRANE 287I FOR 20" 600# WALWORTH GATE VALVE, ITEM | 3 | B | 48200 SE
BTG406D | AL | A-A-01-000-001 | 7 | PACKING | PACKING, PREFORMED/SET, QA 3, PACKING, SET; JOHN CRANE 287I FOR 24" 600# WALWORTH GATE VALVE, ITEM | 3 | B | 48200 SE
BTH124H | AL | D-A-07-012-001 | 4551 | PACKING | PACKING, BULK, QA 3, PACKING, MATERIAL,SPARE PART; 10# ROLL, 1/8 BULK MATERIAL, STYLE 524, | 3 | B | 5730H SE
BTH132J | AL | D-A-07-012-001 | 770 | PACKING | PACKING, BULK, QA 3, PACKING, MATERIAL,SPARE PART; 10# ROLL, 3/16 BULK MATERIAL, STYLE 524 | 3 | B | 5730H SE
BTH225B | AL | F-B-08-103-000 | 150 | PACKING | PACKING, BULK, QA 3, PACKING, MATERIAL,SPARE PART; 10# ROLL, 3/8 BULK MATERIAL, STYLE 524 | 3 | B | 5730H SE
BTH225B | AL | D-A-07-012-001 | 360 | PACKING | PACKING, BULK, QA 3, PACKING, MATERIAL,SPARE PART; 10# ROLL, 3/8 BULK MATERIAL, STYLE 524 | 3 | B | 5730H SE
BTH232E | AL | F-B-08-103-000 | 80 | PACKING | PACKING, BULK, QA 3, PACKING, MATERIAL,SPARE PART; 10# ROLL, 1/2 BULK MATERIAL, STYLE 524 | 3 | B | 5730H SE
BVC631K | AL | D-B-16-000-001 | 18 | PACKING | PACKING, PREFORMED, QA 3, PACKING, SINGLE RING,SPARE PA; NITRILE,FOR FISHER ELECTRO-PNEUMATIC | 3 | B | 5730H SE
BVE761V | AL | A-A-01-000-001 | 2 | PACKING | PACKING, PREFORMED/SET, QA 3, PACKING, SET,SPARE PART; PRESSURE SEAL ANGLE VALVE, 24 IN, 600 LB, FIG | 3 | C | 5730H SE
BVV668E | AL | A-A-01-000-001 | 2 | PACKING | PACKING, PREFORMED/SET, QA 3, PACKING, SET,RING,SPARE PART; 5 RING SET 7.750" I.D. X 8.500" O.D. X | 3 | B | 5730H SE
BWD572X | AL | F-A-08-102-000 | 1 | PACKING | PACKING, BULK, QA 3, PACKING, MATERIAL,SPARE PART; NUCLEAR GRADE BRAIDED GRAPHITE, ARGO | 3 | B | 5730H SE
BWD575P | AL | F-A-10-101-001 | 2 | PACKING | PACKING, BULK, QA 3, PACKING, MATERIAL,SPARE PART; NUCLEAR GRADE BRAIDED GRAPHITE, ARGO | 3 | B | 5730H SE
BWD576M | AL | F-A-09-202-000 | 1 | PACKING | PACKING, BULK, QA 3, PACKING, MATERIAL,SPARE PART; NUC GR BRAIDED GRAPHITE, ARGO STYLE | 3 | B | 5730H SE
BWD577K | AL | F-A-08-102-000 | 1 | PACKING | PACKING, BULK, QA 3, PACKING, MATERIAL,SPARE PART; NUCLEAR GRADE BRAIDED GRAPHITE, ARGO | 3 | B | 5730H SE
BWY963N | AC | - - - - | 28 | PACKING | PACKING, BULK, QA 3, PACKING, MATERIAL,SPARE PART; SQUARE, GRAPHITE IMPREGNATED, 0.75' IN | 3 | B | 5730H SE
BXQ619Y | AL | A-A-01-000-001 | 2 | PACKING | PACKING, PREFORMED/SET, QA 0, RING, 1.575 IN, 2.362 IN, 6, *** | 0 | B | 5730H SE
BYP688A | AC | - - - - | 1 | PACKING | PACKING, PREFORMED, QA 0, VALVE, *** ITEM #23, FOR A 2 INCH MASONEILAN CONTROL VALVE, MODEL 38-20521. | 0 | C | 5730H SE
CBG689T | AC | - - - - | 1 | PACKING | PACKING, PREFORMED, QA 0, PACKING, VALVE; DWG P2989 PC-25. *** | 0 | C | 5730H SE
CCA604P | AL | 1-A-03-000-001 | 1 | PACKING | PACKING, MECHANICAL, QA 3, PACKING, PUMP; STUFFING BOX, FOR DELAVAL M/N 350 M-P 16/14D, COMPONENT | 3 | C | 5730H SE
CED808B | AL | A-A-01-000-001 | 2 | PACKING | PACKING, MECHANICAL, QA 0, PACKING, PUMP; OUTER, FOR BIACH EPN PUMP, ON REACTOR HEAD TENSIONING | 0 | C | 5730H SE
CKG999R | AL | D-A-30-201-000 | 1 | PACKING | PACKING, PREFORMED, QA 0, RING, TURBINE END, FOR TURBINE 170 X 374, 170 X 375, 170 X 425, SQN 2431 | 0 |  | 2825G SE
AAV258J | AL | I-A-15-000-002 | 12 | PACKING | PACKING, PREFORMED, QA 0, CUP, 4.0 IN, LEATHER, *** | 0 | C | 5730H SE
ACJ071V | AL | M-A-08-000-002 | 5 | PACKING | PACKING, PREFORMED/SET, QA 0, VALVE, GRAPHITE/ASBESTOS, 9, PACKING,PREFORMED,RI, ; ASBESTOS, GRAPHITE IMPREGNATED, ITEM 17, 9 | 0 | C | 48200 SE
ACJ168M | AL | L-A-02-000-002 | 1 | PACKING | PACKING, PREFORMED/SET, QA 3, PACKING,PREFORMED,RI, ; VALVE, 12 RINGS P/SET, FOR WM POWELL CO, GATE | 3 | C | 5730H SE
ADA367J | AC | - - - - | 3 | PACKING | PACKING, PREFORMED/SET, QA 0, 8, RING, PACKING STEAM TURBIN; DIAPHRAGM, STAGE 6, (DFTE), STAGE 5 (GE), | 0 | C | 2825G SE
ADE152K | AL | L-A-03-000-002 | 1 | PACKING | PACKING, PREFORMED/SET, QA 3, V-RING, 1-7/8 IN, 2-3/4 IN, 0.437 IN, 3, *** PACKING FOR BOX PLUNGER, UNION PUMP COMPANY TYPE DT-60, SHOP ORDE | 3 | C | 5730H SE
AEJ611J | AL | L-A-09-000-002 | 1 | PACKING | PACKING, PREFORMED/SET, QA 0, RING, 1-1/4 IN, 2-1/4 IN, 10, *** | 0 | P | 5730H SE
AFK454W | AL | L-A-03-000-002 | 13 | PACKING | PACKING, PREFORMED/SET, QA 3, PACKING, SINGLE RING; GRAFOIL, SIX RINGS PER SET 0.5 THICK X 3 ID X 4 | 3 | B | 5730H SE
AGJ467J | AL | L-A-09-000-002 | 2 | PACKING | PACKING, PREFORMED/SET, QA 3, PACKING, SINGLE RING; STUFFING BOX, 12 RINGS PER SET, FOR 001.250 IN | 3 | P | 5730H SE
AGJ648E | AL | M-A-08-000-002 | 2 | PACKING | PACKING, PREFORMED/SET, QA 3, RING, PACKING; 4 RINGS PER SET, REF 15, FOR VALVE, TYPE 5500W-1, 1 IN | 3 | P | 48200 SE
AGJ722W | AL | T-A-01-000-002 | 1 | PACKING | PACKING, PREFORMED/SET, QA 0, RING, 3/4 IN, GRAPHITE, 7, *** | 0 | P | 5730H SE
AHJ045X | AL | M-A-08-000-002 | 12 | PACKING | PACKING, PREFORMED/SET, QA 3, PACKING, SINGLE RING; RING, ASBESTOS/GRAPHITE, FIVE RINGS PER SET, FOR | 3 | P | 5730H SE
AJJ276D | AL | M-A-08-000-002 | 16 | PACKING | PACKING, PREFORMED/SET, QA 3, PACKING, SINGLE RING; NON-ASBESTOS, 11 RINGS PER SET,FOR 4-G57 MANUAL | 3 | C | 5730H SE
AJJ579T | AL | M-A-06-000-002 | 14 | PACKING | PACKING, PREFORMED/SET, QA 0, RING, GRAPHITE, 9, *** FOR 18 IN GATE VALVE, USAS 300 AT 850 DEG F, FIG 5206WE, DWG | 0 | P | 48200 SE
AJK057B | AL | M-A-08-000-002 | 58 | PACKING | PACKING, PREFORMED, QA 3, PACKING, SINGLE RING; DIE MOLDED RIBBON PACK, GRAPHITE, 000.385 THK X | 3 | P | 5730H SE
AJK956H | AL | T-A-01-000-002 | 27 | PACKING | PACKING, PREFORMED, QA 3, PACKING, SINGLE RING; DIE MOLDED RIBBON-PACK, GRAPHITE, 000.562 THK X | 3 | P | 5730H SE
AKX904C | AL | L-A-09-000-002 | 9 | PACKING | PACKING, PREFORMED, QA 0, RING, ; NIPPLE, PACKING, REF K-8, FOR THE CLARK-RELIANCE CORP 404RS | 0 | P | 48200 SE
ALF716E | AL | L-A-13-000-002 | 1 | PACKING | PACKING, PREFORMED, QA 0, 3-3/16 IN, 3-3/8 IN, *** FOR FILTER, HC9401FUP13 Z, ON (EHC) ELECTRO HYDRAULIC CONTROL | 0 | P | 5730H SE
ALJ573T | AL | T-A-01-000-002 | 2 | PACKING | PACKING, PREFORMED/SET, QA 0, 2-1/8 IN, 3 IN, 7/16 IN, GRAPHITE, 9, PACKING, SET,SPARE PART; GRAPHITE, NINE RINGS PER SET, C/O TWO BRAIDED | 0 | P | 48200 SE
ALJ972C | AL | M-A-16-000-002 | 4 | PACKING | PACKING, PREFORMED/SET, QA 0, VALVE, IMPREGNATED GRAPHITE, 6, PACKING, VALVE; PREFORMED, ASB, GRAPHITE IMPREGNATED, 6 RINGS/SET, FOR | 0 | P | 48200 SE
ALK150X | AL | M-A-08-000-002 | 22 | PACKING | PACKING, PREFORMED/SET, QA 3, PACKING, SINGLE RING; GRAFOIL, DIE MOLDED RIBBON PACK, 0.375 THICK X | 3 | P | 5730H SE
AMJ813T | AL | M-A-08-000-002 | 1 | PACKING | PACKING, PREFORMED/SET, QA 0, RING, 1-3/4 IN, 2-1/2 IN, 3/8 IN, NON-ASBESTOS, 8, *** | 0 | P | 5730H SE
AMJ862D | AL | M-A-08-000-002 | 2 | PACKING | PACKING, PREFORMED/SET, QA 3, PACKING, SINGLE RING; RING, (10 RINGS PER SET) GRAPHITE IMPREGNATED | 3 | P | 48200 SE
ANE990X | AL | L-A-13-000-002 | 3 | PACKING | PACKING, PREFORMED, QA 0, PUMP, 1-3/8 IN, 1-15/16 IN, PLASTIC, PACKING, PUMP; V-RING,PLASTIC COMPOSITION, FIVE PIECES EQUAL ONE | 0 | P | 5730H SE
ANJ519L | AL | L-A-09-000-002 | 3 | PACKING | PACKING, PREFORMED/SET, QA 0, VALVE, GRAPHITE, 6, PACKING, SINGLE RING; RING, SPLIT, GRAPHITE, SIX PER SET, FOR CONTROL | 0 | P | 5730H SE
ANJ651L | AL | L-A-13-000-002 | 4 | PACKING | PACKING, PREFORMED/SET, QA 0, RING, 1 IN, 1-1/2 IN, 3, *** | 0 | P | 5730H SE
ARH567V | AL | T-A-01-000-002 | 1 | PACKING | PACKING, PREFORMED/SET, QA 0, PUMP, GRAPHITE/ASBESTOS, 6, PACKING, PUMP; GRAPHITE IMPREGNATED ASBESTOS,6 FT PER SET, FOR RAW | 0 | P | 5730H SE
ARL221H | AL | M-A-07-000-002 | 1 | PACKING | PACKING, MECHANICAL, QA 0, 1 IN, 1 IN, GRAPHITE, PACKING, MATERIAL; MATERIAL: YARN/ULTRA-GRAPH, WIDTH: 01.000 IN ( 1) | 0 | P | 5730H SE
ARN795L | AL | L-A-05-000-002 | 1 | PACKING | PACKING, PREFORMED/SET, QA 0, RING, PACKING STEAM TURBIN; DIAPHRAGM, STAGE 10, LPC, (TE), 12 | 0 | C | 2825G SE
ARN796J | AL | L-A-05-000-002 | 1 | PACKING | PACKING, PREFORMED/SET, QA 0, RING, PACKING STEAM TURBIN; DIAPHRAGM, STAGE,11 & 13, DFB, DFC, GE, 12 | 0 | C | 2825G SE
ARN801M | AL | L-A-05-000-002 | 2 | PACKING | PACKING, PREFORMED, QA 0, RING, PACKING STEAM TURBIN; DIAPHRAGM, STAGE 14, DFA, (TE), & STAGE 14 | 0 | C | 2825G SE
ARV880F | AL | M-A-07-000-002 | 7 | PACKING | PACKING, PREFORMED/SET, QA 3, RING SET, ; HP CARBON, TAPER FACE COMPRESSION AND SINGLE PIECE OIL | 3 | P | 4310I SE
ATN493Y | AL | T-A-01-000-002 | 4 | PACKING | PACKING, PREFORMED, QA 1, PACKING,PREFORMED,AC, ; RING, VITON, FOR ACTUATOR, SIZE SMB-4, DWG | 1 | C | 48200 SE
ATQ094R | AL | M-A-13-000-002 | 21 | PACKING | PACKING, PREFORMED, QA 0, RING, 30 IN, 33 IN, 3/4 IN, NEOPRENE, *** | 0 | P | 5730H SE
ATQ096M | AL | M-A-15-000-002 | 3 | PACKING | PACKING, PREFORMED, QA 0, RING, 30 IN, 33 IN, 3/4 IN, NEOPRENE, *** | 0 | P | 5730H SE
ATV316V | AL | T-A-01-000-002 | 1 | PACKING | PACKING, PREFORMED/SET, QA 0, RING, WHITE COMPRESS ASBESTOS, 6, *** ITEM 1, FOR 1.5 IN, AIR OPERATED VALVE, MODEL 535C, TRIM T-316 | 0 | P | 5730H SE
AVC156Y | AL | M-A-03-000-002 | 228 | PACKING | PACKING, PREFORMED, QA 3, PACKING, SINGLE RING; RING, ASBESTOS AND GRAPHITE, 2.750 OD X 2 ID X | 3 | P | 5730H SE
AVP656H | AL | T-A-01-000-002 | 12 | PACKING | PACKING, PREFORMED/SET, QA 3, PACKING,PREFORMED,O-, ; RUBBER, CONSISTING OF 2 RUBBERRINGS AND 2 | 3 | C | 5730H SE
AVV209P | AL | T-A-05-000-002 | 3 | PACKING | PACKING, PREFORMED, QA 0, RUBBER, *** FOR OILDRAULIC JACK MODEL 8-S, ON DOVER ELEVATOR, JOB 24052 | 0 | C | 3960D SE
AWA454T | AL | M-A-13-000-002 | 1 | PACKING | PACKING, BULK, QA 0, 1/2 IN, 600 IN, 1/8 IN, POLTURETHANE FOAM, *** | 0 | P | 5730H SE
AWC536E | AL | M-A-12-000-002 | 40 | PACKING | PACKING, PREFORMED/SET, QA 3, PACKING, O-RING; PACKING SET, C/O SIX DIE FORMED SPLIT RINGS, 4 IN ID | 3 | C | 5730H SE
AWE669G | AL | M-A-16-000-002 | 1 | PACKING | PACKING, PREFORMED/SET, QA 0, RING, GRAPHITE, 6, *** FOR 010.000 IN, 150 LB, GLOBE VALVE, CODE 5-5275-50-100-18A S/N | 0 | P | 48200 SE
AWF405F | AL | M-A-07-000-002 | 16 | PACKING | PACKING, PREFORMED/SET, QA 3, PACKING, SINGLE RING; RING, SPLIT, GRAFOIL, EIGHT PER SET, PC 6, FOR | 3 | C | 5730H SE
AWX377G | AL | T-A-01-000-002 | 7 | PACKING | PACKING, PREFORMED, QA 3, PACKING, SINGLE RING; GRAFOIL, 002.625 IN OD X 001.625 IN ID X 000.500 | 3 | P | 5730H SE
AXP114A | AL | L-A-03-000-002 | 1 | PACKING | PACKING, MECHANICAL, QA 0, PACKING STRIP, STEAM TURBINE; GLAND, REF 39, CASE G8452, SEQ0000-033 | 0 | C | 2825G SE
AXT929C | AL | M-A-07-000-002 | 1 | PACKING | PACKING, PREFORMED/SET, QA 3, NEOPRENE, 5, , FOR 16 IN HENRY PRATT NUCLEAR MK II BUTTERFLY VALVES, TYPICAL | 3 | C | 5730H SE
AXX065L | AL | L-A-09-000-002 | 4 | PACKING | PACKING, PREFORMED, QA 0, RING, SS, RING, VALVE; TYPE 316, PACKING BOX, 0.5 IN STEM, FOR | 0 | P | 48200 SE
AYA750M | AL | L-A-09-000-002 | 2 | PACKING | PACKING, PREFORMED/SET, QA 0, 1/2 IN, GRAPHITE, 6, ** C-RING, FOR MAIN CONDENSER VACUUM PUMP, TYPE AT2004E, 500 RPM | 0 | P | 4310I SE
AYC920C | AL | M-A-09-000-002 | 12 | PACKING | PACKING, PREFORMED, QA 3, PACKING,PREFORMED,RI, ; SQUARE, SPLIT RING, GRAFOIL, 0.375 THK X 1.25 | 3 | P | 5730H SE
AYR135H | AL | M-A-07-000-002 | 4 | PACKING | PACKING, PREFORMED/SET, QA 2, PACKING, SINGLE RING; RING, GRAPHITE, FOUR RINGS PER SET, FOR CONTROL | 2 | P | 5730H SE
BCJ705F | AC | - - - - | 1 | PACKING | PACKING, PREFORMED, QA 0, RING, PACKING STEAM TURBIN; DIAPHRAGM, NEW DESIGN, STAGE 10, DFA 10 12 | 0 | B | 2825G SE
BCT131W | AL | L-A-03-000-002 | 3 | PACKING | PACKING, PREFORMED/SET, QA 3, PACKING ASSORTMENT, PREFORMED; SET C/O 100 EA O-RINGS, 0.0625 THICK X | 3 | C | 5730H SE
BDK235E | AL | L-A-14-000-002 | 1 | PACKING | PACKING, PREFORMED/SET, QA 0, 12, RING, PACKING STEAM TURBIN; DIAPHRAGM, STAGE 8, (LP-B), TE, NEW STYLE, | 0 | C | 2825G SE
BFT247N | AL | T-A-01-000-002 | 16 | PACKING | PACKING, BULK, QA 3, PACKING, MATERIAL; SQUARE, VALVE STEM, PBI FIBER YARN REINFORCED WITH | 3 | P | 5730H SE
BFY341A | AL | L-A-03-000-002 | 21 | PACKING | PACKING, PREFORMED/SET, QA 3, PACKING ASSORTMENT, PREFORMED; RING, GRAFOIL, ASBESTOS FREE, 0.3125 | 3 | C | 5730H SE
BGR191N | AL | T-A-01-000-002 | 3 | PACKING | PACKING, PREFORMED/SET, QA 0, VALVE, 1-1/4 IN, 2 IN, 3/8 IN, GRAPHITE, 2, PACKING, VALVE; RING, GRAPHITE, ASBESTOS FREE,0.375 THK X 1.25 ID | 0 | C | 5730H SE
BGW391Y | AL | L-A-09-000-002 | 3 | PACKING | PACKING, BULK, QA 3, PACKING, MATERIAL; SQUARE, BRAIDED ASBESTOS JACKET OVER PLASTIC CORE | 3 | P | 5730H SE
BHA710B | AL | P-A-LL-ET0-078 | 10 | PACKING | PACKING, PREFORMED/SET, QA 3, PACKING,PREFORMED,VA, ; RING, 10 EACH PER SET, FOR 4 IN STAINLESS | 3 | C | 5730H SE
BHA897L | AL | P-A-LL-ET0-062 | 5 | PACKING | PACKING, PREFORMED, QA 3, PACKING, MATERIAL; SQUARE, SUPER GRAPHITE, NUCLEAR, ASBESTOS FREE | 3 | C | 5730H SE
BHJ633E | AL | M-A-09-000-002 | 2 | PACKING | PACKING, PREFORMED/SET, QA 3, PACKING,PREFORMED,RI, ; RING, GRAFOIL AND ASBESTOS, 0.25 THK X 0.875 | 3 | P | 5730H SE
BJC316K | AL | T-A-01-000-002 | 3 | PACKING | PACKING, PREFORMED/SET, QA 0, RING, 3/8 IN, 2 IN, 1-1/4 IN, GRAPHITE LAMINATE ZINC, 2, PACKING,PREFORMED,RI, ; GRAPHITE 17D16, 17, (GRAPHITE | 0 | C | 5730H SE
BJL399B | AL | T-A-01-000-002 | 1 | PACKING | PACKING, PREFORMED/SET, QA 3, PACKING,PREFORMED,O-, ; ASBESTOS FREE, C/O SEVEN EACH PER SET, 1.125 | 3 | C | 5730H SE
BJP236Q | AL | M-A-16-000-002 | 8 | PACKING | PACKING, PREFORMED, QA 3, RING, VALVE; PACKING RETAINER, 1.062 IN ID,FOR VALVE, DWG C-5520, REF | 3 | P | 48200 SE
BJP434L | AL | L-A-09-000-002 | 3 | PACKING | PACKING, PREFORMED, QA 3, PACKING, MATERIAL; ROUND, GRAPHITE, FOR ACCESS DOOR, WATER TIGHT *** | 3 | P | 5730H SE
BJP608E | AL | T-A-01-000-002 | 1 | PACKING | PACKING, PREFORMED/SET, QA 3, PACKING,PREFORMED,RI, ; ASBESTOS FREE, NUCLEAR GRADE, 0.375 CROSS | 3 | P | 5730H SE
BJP814A | AL | M-A-02-000-002 | 33 | PACKING | PACKING, PREFORMED, QA 3, PACKING,PREFORMED,RI, ; GRAFOIL, CARTRIDGE, REF 10, FOR 2 IN GATE | 3 | C | 5730H SE
BJT555Q | AL | L-A-09-000-002 | 2 | PACKING | PACKING, PREFORMED/SET, QA 0, RING, 1/2 IN, 7/8 IN, 1/4 IN, TEFLON, *** FOR FISHER GOVERNOR VALVE, TYPE 1B-BFC, SIZE 3, BODY SIZE 1 IN | 0 | P | 5730H SE
BKD126D | AL | M-A-16-000-002 | 9 | PACKING | PACKING, PREFORMED/SET, QA 0, PACKING,PREFORMED,RI, ; GRAPHITE, ASBESTOS FREE, SPLITRING, TEN EACH | 0 | P | 48200 SE
BLA147E | AL | M-A-01-000-002 | 10 | PACKING | PACKING, PREFORMED/SET, QA 0, RING, 7, *** LESS THAN 200 PPM LEACHABLE CHLORIDES, FOR KEROTEST GLOBE VALVE, 1 | 0 | P | 5730H SE
BLH008G | AL | L-A-09-000-002 | 2 | PACKING | PACKING, PREFORMED, QA 0, PUMP, *** FOR 2-PMP-20-001 | 0 | P | 5730H SE
BLH324E | AL | M-A-16-000-002 | 12 | PACKING | PACKING, PREFORMED/SET, QA 3, PACKING,PREFORMED,RI, ; VALVE STEM, C/O ONE EACH TOP AND BOTTOM | 3 | P | 5730H SE
BLH611B | AL | M-A-16-000-002 | 4 | PACKING | PACKING, PREFORMED, QA 1, PACKING,PREFORMED,RI, ; FOR MECHANICAL SHAFT SEAL ASSEMBLY ON SAFETY | 1 | P | 4320U SE
BLK896M | AL | T-A-01-000-002 | 6 | PACKING | PACKING, PREFORMED/SET, QA 0, RING, 1.0 IN, 1-1/2 IN, 1/4 IN, 5, *** SET CONSISTS OF THREE RINGS GTPI NO 010201 AND TWO RINGS ONECI NO | 0 | P | 5730H SE
BLR572H | AL | P-A-LL-ET0-064 | 2 | PACKING | PACKING, PREFORMED, QA 1, SEAL, ; ROD SEAL, V-PACKING, SK-3-3-82-500, PART NO 48, FOR MECHANICAL | 1 | C | 5730H SE
BMF572Y | AL | M-A-12-000-002 | 6 | PACKING | PACKING, PREFORMED/SET, QA 3, VALVE, 1-1/4 IN, 1-5/8 IN, 3/16 IN, GRAPHITE, C/O 3 RINGS BRAIDED & 3 RINGS DIE-FORMED GRAPHITE, | 3 | B | 5730H SE
BNB976L | AL | L-A-09-000-002 | 2 | PACKING | PACKING, PREFORMED/SET, QA 3, SPLIT-RING, 1-5/8 IN, 2-5/8 IN, 1/2 IN, GRAPHITE, 6, C/O 3 RINGS BRAIDED & 3 RINGS DIE-FORMED GRAPHITE, | 3 | B | 5730H SE
BNB983P | AL | T-A-01-000-002 | 1 | PACKING | PACKING, PREFORMED/SET, QA 3, SPLIT-RING, 1-1/16 IN, 1-9/16 IN, 1/4 IN, GRAPHITE, 6, C/0 3 RINGS BRAIDED & 3 RINGS DIE-FORMED GRAPHITE. | 3 | B | 5730H SE
BNB989B | AL | T-A-01-000-002 | 6 | PACKING | PACKING, PREFORMED/SET, QA 3, SPLIT-RING, 3/8 IN, 3/4 IN, 3/16 IN, GRAPHITE, 7, C/O 3 RINGS BRAIDED & 4 RINGS DIE FORMED GRAPHITE, | 3 | B | 5730H SE
BNB992N | AL | T-A-01-000-002 | 7 | PACKING | PACKING, PREFORMED/SET, QA 3, SPLIT-RING, 3/8 IN, 7/8 IN, 1/4 IN, GRAPHITE, 7, C/O 3 RINGS BRAIDED & 4 RINGS DIE-FORMED GRAPHITE | 3 | B | 5730H SE
BNC276C | AL | M-A-06-000-002 | 9 | PACKING | PACKING, PREFORMED/SET, QA 3, PACKING,PREFORMED,RI, ; SPLIT, GRAPHITE, STYLE 524 AND6300, 0.25 TH X | 3 | P | 5730H SE
BNC281K | AL | M-A-12-000-002 | 8 | PACKING | PACKING, PREFORMED/SET, QA 3, PACKING,PREFORMED,RI, ; SPLIT, GRAPHITE, STYLE 524 AND6300, 0.375 | 3 | P | 5730H SE
BNC283F | AC | - - - - | 8 | PACKING | PACKING, PREFORMED/SET, QA 3, SPLIT-RING, 1-3/8 IN, 2-1/8 IN, 3/8 IN, GRAPHITE, 6, C/O 3 RINGS BRAIDED & 3 RINGS DIE-FORMED GRAPHITE, | 3 | B | 5730H SE
BNQ660Q | AL | T-A-01-000-002 | 2 | PACKING | PACKING, PREFORMED/SET, QA 0, VALVE, RUBBER/TEFLON, 2, *** SEAL, C/O ONE EACH TEFLON RING AND ONE EACH RUBBER O-RING, FOR 8 | 0 | C | 48200 SE
BPH487Y | AL | P-A-LL-ET0-108 | 10 | PACKING | PACKING, PREFORMED, QA 0, 44 IN, 45 IN, 1/2 IN, ** MATERIAL: NEOPRENE | 0 | C | 5730H SE
BPR816W | AC | - - - - | 12 | PACKING | PACKING, PREFORMED/SET, QA 3, RING, 5/8 IN, 1-3/16 IN, 7 | 3 | A | 5730H SE
BPR835Q | AL | M-A-09-000-002 | 10 | PACKING | PACKING, PREFORMED/SET, QA 3, RING, 3/8 IN, 13/16 IN, 7/32 IN, GRAPHITE, 7, C/O 3 RINGS BRAIDED & 4 RINGS DIE-FORMED GRAPHITE, | 3 | B | 5730H SE
BPR855J | AL | M-A-06-000-002 | 6 | PACKING | PACKING, PREFORMED/SET, QA 3, RING, 13/16 IN, 1-5/16 IN, 1/4 IN, GRAPHITE, 7, C/O 3 RINGS BRAIDED & 4 RINGS DIE-FORMED GRAPHITE, | 3 | B | 5730H SE
BPR861P | AL | M-A-03-000-002 | 20 | PACKING | PACKING, PREFORMED/SET, QA 3, PACKING, SET,SPARE PART; SIX RINGS WITH BUSHING, .875 X 1.125 *** | 3 | A | 5730H SE
BPR988Y | AL | M-A-09-000-002 | 20 | PACKING | PACKING, PREFORMED/SET, QA 3, PACKING, SET,SPARE PART; SIX RINGS WITH BUSHING, 2.312 X 3.250 X 6 *** | 3 | A | 5730H SE
BPR997X | AL | M-A-06-000-002 | 4 | PACKING | PACKING, PREFORMED/SET, QA 3, RING, 2-3/8 IN, 3-3/8 IN, 1/2 IN, GRAPHITE, 6, C/O 3 RINGS BRAIDED AND 3 RINGS DOE-FORMED GRAPHITE, | 3 | B | 5730H SE
BPT006K | AL | M-A-09-000-002 | 32 | PACKING | PACKING, PREFORMED/SET, QA 3, PACKING, SET,SPARE PART; SEVEN RINGS PER SET, 0.312 X 0.500 X 7R/ST | 3 | A | 5730H SE
BPT012P | AL | M-A-09-000-002 | 10 | PACKING | PACKING, PREFORMED/SET, QA 3, PACKING, SET,SPARE PART; SEVEN RINGS PER SET, 0.375 X 0.562 *** | 3 | A | 5730H SE
BPT232J | AL | M-A-09-000-002 | 12 | PACKING | PACKING, PREFORMED, QA 3, PACKING, SINGLE RING,SPARE PA; 1.000 X 1.625 *** | 3 | A | 5730H SE
BPT234E | AL | M-A-06-000-002 | 9 | PACKING | PACKING, PREFORMED/SET, QA 3, RING, 1 IN, 2 IN, 1/2 IN, GRAPHITE, 6, C/O 3 RINGS BRAIDED & 3 RINGS DIE-FORMED GRAPHITE, | 3 | B | 5730H SE
BPT240Y | AL | M-A-06-000-002 | 16 | PACKING | PACKING, PREFORMED/SET, QA 3, PACKING, SET,SPARE PART; SEVEN RINGS PER SET, 1.000 X 2.125 X 7 *** | 3 | A | 5730H SE
BPT244B | AL | M-A-06-000-002 | 10 | PACKING | PACKING, PREFORMED, QA 3, PACKING, SINGLE RING,SPARE PA; 1.125 X 1.875 X 6 *** | 3 | A | 5730H SE
BPT277V | AL | M-A-12-000-002 | 29 | PACKING | PACKING, PREFORMED/SET, QA 3, PACKING, SET,SPARE PART; SIX RINGS WITH BUSHING, 1.625 X 2.625 X 6 *** | 3 | A | 5730H SE
BPT284Y | AL | M-A-09-000-002 | 6 | PACKING | PACKING, PREFORMED/SET, QA 3, PACKING, SET,SPARE PART; SIX RINGS 1.500 X 2.250 X 6 *** | 3 | A | 5730H SE
BPT284Y | AL | M-A-02-000-002 | 27 | PACKING | PACKING, PREFORMED/SET, QA 3, PACKING, SET,SPARE PART; SIX RINGS 1.500 X 2.250 X 6 *** | 3 | A | 5730H SE
BPV656E | AL | T-A-01-000-002 | 2 | PACKING | PACKING, PREFORMED/SET, QA 3, RING, 3/8 IN, 9/16 IN, 0.094 IN, GRAPHITE, 7, C/O 3 RINGS BRAIDED & 4 RINGS DIE-FORMED GRAPHITE, | 3 | B | 5730H SE
BPW303C | AL | L-A-04-000-002 | 3 | PACKING | PACKING, BULK, QA 3, PACKING, MATERIAL; MATERIAL: BRD COT/LUB EXT GPH, SHAPE: SQUARE | 3 | B | 5730H SE
BPW319V | AL | L-A-04-000-002 | 1 | PACKING | PACKING, BULK, QA 3, PACKING, MATERIAL; MATERIAL: BRD COT/LUB EXT GPH, SHAPE: SQUARE | 3 | B | 5730H SE
BQT761G | AL | T-A-01-000-002 | 6 | PACKING | PACKING, PREFORMED/SET, QA 3, PACKING, SET; PREFORMED SET, 6 RINGS PER SET, C/0 3 COMPOSITE RINGS | 3 | C | 5730H SE
BQW920P | AL | L-A-09-000-002 | 4 | PACKING | PACKING, PREFORMED/SET, QA 3, RING, 1-1/4 IN, 1-7/8 IN, 5/16 IN, COMPOSITE/GRAPHITE, 6, C/O 3 COMPOSITE RINGS CONTAINING NUCLEAR GRADE CARBO | 3 | B | 5730H SE
BRC288J | AL | M-A-01-000-002 | 6 | PACKING | PACKING, MECHANICAL, QA 0, FILLING DEVICE, ; TEST FITTING, FILL VALVE, TO FILL THE RVLIS | 0 | B | 6130S SE
BRE976J | AL | L-A-09-000-002 | 2 | PACKING | PACKING, PREFORMED/SET, QA 3, SPLIT-RING, 524/6300J, 2-5/16 IN, 3-5/16 IN, 1/2 IN, 6, C/O 3 RINGS ARGO 524 & 3 RINGS DIE-FORMED GRAPHITE | 3 | B | 5730H SE
BRE982P | AL | L-A-09-000-002 | 1 | PACKING | PACKING, PREFORMED/SET, QA 3, SPLIT-RING, 524/6300J, 2-7/16 IN, 3-7/16 IN, 1/2 IN, 6, C/O 3 RINGS ARGO #524 & 3 RINGS DIE-FORMED GRAPHITE | 3 | B | 5730H SE
BRF309N | AL | L-A-09-000-002 | 1 | PACKING | PACKING, PREFORMED/SET, QA 3, SPLIT-RING, 4-1/2 IN, 6 IN, GRAPHITE, 6, C/O 3 RINGS BRAIDED GRAPHITE AND 3 RINGS DIE-FORMED GRAPHITE | 3 | B | 5730H SE
BRF651A | AC | - - - - | 2 | PACKING | PACKING, PREFORMED/SET, QA 3, SPLIT-RING, 7/8 IN, 1-5/16 IN, GRAPHITE, 6, , GRAPHITE, COMPLETE WITH 3 EACH BRAIDED GRAPHITE AND 3 DIE- FORME | 3 | B | 5730H SE
BRF670H | AL | L-A-09-000-002 | 4 | PACKING | PACKING, PREFORMED/SET, QA 3, PACKING, SET,RING,SPARE PART; PREFORMED, SPLIT RING, GRAPHITE, SIZE: | 3 | B | 5730H SE
BRF692V | AL | L-A-09-000-002 | 1 | PACKING | PACKING, PREFORMED/SET, QA 3, SPLIT-RING, 524/6300J, 1-3/8 IN, 2-5/16 IN, 15/32 IN, 6, C/O 3 RINGS ARGO 524 AND 3 RINGS DIE-FORMED GRAPHITE | 3 | B | 5730H SE
BRJ773C | AL | L-A-12-000-002 | 4 | PACKING | PACKING, PREFORMED, QA 1, PACKING, MATERIAL,SPARE PART; U-CUP (PKG PREFORMED) NITRILE, DRAWING | 1 | C | 5730H SE
BRV244R | AL | L-A-09-000-002 | 1 | PACKING | PACKING, PREFORMED/SET, QA 3, SPLIT-RING, 524-3/6300J-4, 1-1/16 IN, 2-3/16 IN, 9/16 IN, 7, C/O 3 RINGS ARGO 524 & 4 RINGS ARGO 6300J | 3 | C | 5730H SE
BRV245P | AL | L-A-09-000-002 | 1 | PACKING | PACKING, PREFORMED/SET, QA 3, SPLIT-RING, 524-3/6300J-4, 1-1/8 IN, 2-1/2 IN, 11/16 IN, 7, C/O 3 RINGS ARGO 524 & 4 RINGS ARGO 6300J | 3 | C | 5730H SE
BRV247K | AL | L-A-09-000-002 | 1 | PACKING | PACKING, PREFORMED/SET, QA 3, PACKING, SET,SPARE PART; SPLIT RING, GRAPHITE, SIZE: 0.500 X 0.797 X | 3 | B | 5730H SE
BRV250A | AL | L-A-09-000-002 | 3 | PACKING | PACKING, PREFORMED/SET, QA 3, SPLIT-RING, 524/6300J, 5/8 IN, 1-3/16 IN, 9/32 IN, GRAPHITE, 6, ,3 EA STYLES #524-3 & 6300J-3 | 3 | B | 5730H SE
BRV257G | AL | L-A-09-000-002 | 1 | PACKING | PACKING, PREFORMED/SET, QA 3, PACKING, SET,SPARE PART; SPLIT RING, GRAPHITE, SIZE: 1.750 X 2.250 X | 3 | B | 5730H SE
BRV259C | AL | L-A-07-000-002 | 1 | PACKING | PACKING, PREFORMED/SET, QA 3, SPLIT-RING, 524/6300J, 2-1/2 IN, 3-3/4 IN, 5/8 IN, 6, C/O 3 RINGS ARGO #524 & 3 RINGS ARGO #6300J | 3 | B | 5730H SE
BRX962G | AL | T-A-01-000-002 | 1 | PACKING | PACKING, PREFORMED/SET, QA 3, RING, 1-3/8 IN, 2 IN, 5/16 IN, COMPOSITE/GRAPHITE, 6, C/O 3 COMPOSITE RINGS CONTAINING NUCLEAR GRADE CARBON AN | 3 | B | 5730H SE
BTM163J | AL | M-A-03-000-002 | 2 | PACKING | PACKING, PREFORMED/SET, QA 3, RING, 15/16 IN, 2-5/16 IN, 11/16 IN, 7, C/O 3 RINGS BRAIDED GRAPHITE AND 4 RINGS DIE-FORMED GRAPHITE | 3 | B | 5730H SE
BTM207R | AL | M-A-06-000-002 | 8 | PACKING | PACKING, PREFORMED/SET, QA 3, RING, 7/8 IN, 1-3/4 IN, 7/16 IN, 6, C/O 3 RINGS BRAIDED GRAPHITE AND 3 RINGS DIE-FORMED GRAPHITE | 3 | B | 5730H SE
BTM210F | AL | M-A-12-000-002 | 9 | PACKING | PACKING, PREFORMED/SET, QA 3, PACKING SET, PREFORMED,SPLIT RING; GRAPHITE, 6 RINGS PER SET, C/O 3 | 3 | B | 5730H SE
BVA718H | AL | L-A-09-000-002 | 1 | PACKING | PACKING, PREFORMED/SET, QA 3, PACKING, SET,SPARE PART; PACKING SET, FOR HAMMEL DAHL VALVES, CAT. NO | 3 | C | 5730H SE
BVB750V | AL | P-A-LL-ET0-082 | 6 | PACKING | PACKING, PREFORMED/SET, QA 3, PACKING, SET,O-RING,SPARE PT; PREFORMED, 2.50 X 3.25 IN OD, 11 RING | 3 | C | 48200 SE
BVE399J | AL | L-A-09-000-002 | 2 | PACKING | PACKING, PREFORMED/SET, QA 3, PACKING, SET,SPARE PART; ASB-INCON-GPH, 0.25 X 0.50 X 1.0 IN, 10 RINGS | 3 | C | 5730H SE
BVE411P | AL | L-A-09-000-002 | 15 | PACKING | PACKING, PREFORMED/SET, QA 3, PACKING, SET,SPARE PART; 3/4 IN VALVE, FOR WITHDRAWAL & SCRAM | 3 | C | 5730H SE
BVF154C | AL | L-A-09-000-002 | 9 | PACKING | PACKING, PREFORMED/SET, QA 3, PACKING, SINGLE RING; MATERIAL: GRAFOIL, INSIDE DIAMETER: 01.750 IN ( | 3 | B | 5730H SE
BVF979T | AL | L-A-09-000-002 | 1 | PACKING | PACKING, PREFORMED/SET, QA 3, PACKING, SET,SPARE PART; CHAPMAN GATE VALVE, 14 IN, 150 LB, 5 RINGS | 3 | C | 48200 SE
BVG447P | AL | L-A-09-000-002 | 1 | PACKING | PACKING, PREFORMED/SET, QA 3, PACKING, SET,SPARE PART; ASBESTOS FREE, SQUARE, BRAIDED INCONEL WIRE | 3 | C | 5730H SE
BVG452Y | AL | L-A-09-000-002 | 2 | PACKING | PACKING, PREFORMED/SET, QA 3, PACKING, SET,SPARE PART; RING, CARBON YARN, INCONEL WIRE .62 X 3.25 X | 3 | C | 5730H SE
BVG479A | AL | L-A-13-000-002 | 1 | PACKING | PACKING, PREFORMED/SET, QA 3, PACKING, SET,SPARE PART; ATWOOD MORRILL TESTABLE CHECK VALVE, 14 IN | 3 | C | 48200 SE
BVL026J | AL | L-A-09-000-002 | 3 | PACKING | PACKING, PREFORMED/SET, QA 0, V-RING, TEFLON, *** FOR 8 INCH MODULATING BALL VALVE. | 0 | C | 5730H SE
BVL027G | AL | L-A-09-000-002 | 1 | PACKING | PACKING, MECHANICAL, QA 0, PACKING, VALVE; FEMALE ADAPTOR, TFE, FOR 8 INCH MODULATING BALL VALVE. | 0 | C | 5730H SE
BVM823V | AL | L-A-09-000-002 | 1 | PACKING | PACKING, PREFORMED, QA 0, *** FOR 8 INCH FISHER CONTROL STEAM SEAL CONTROL VALVE MODEL #657R-AR. | 0 | C | 5730H SE
BVN230X | AL | L-A-03-000-002 | 45 | PACKING | PACKING, PREFORMED/SET, QA 3, PACKING, SET,SPARE PART; GRAFOIL, FOR WHITEY COMPANY VALVES SS-7RF8 | 3 | C | 5730H SE
BVV962E | AL | T-A-01-000-002 | 4 | PACKING | PACKING, PREFORMED, QA 3, PACKING, SINGLE RING; TYPE: RING, MATERIAL: NEOPRENE, AMERICAN | 3 | C | 5730H SE
BWE562V | AL | L-A-02-000-002 | 1 | PACKING | PACKING, PREFORMED/SET, QA 3, PACKING, SET,SPARE PART; FOR ACTUATOR, MODEL 7400, VALVE MODEL | 3 | C | 5730H SE
BWJ051P | AL | L-A-09-000-002 | 11 | PACKING | PACKING, PREFORMED, QA 3, PACKING, VALVE; CUP, ITEM 16, FOR 2.0 INCH, CARDOX DISCHARGE CONTROL | 3 | B | 4210N SE
BWY963N | AL | L-A-13-000-002 | 9 | PACKING | PACKING, BULK, QA 3, PACKING, MATERIAL,SPARE PART; SQUARE, GRAPHITE IMPREGNATED, 0.75' IN | 3 | B | 5730H SE
BXF394B | AL | T-A-01-000-002 | 12 | PACKING | PACKING, MECHANICAL, QA 0, 0.080 IN, 0.080 IN, 0.050 IN, COTTON/GRAPHITE/NON-ASB, PACKING, SCREEN,CONDENSER WTR; COTTON GRAPHITE, NON ASBEST | 0 | C | 46109 SE
BXG128V | AL | L-A-13-000-002 | 4 | PACKING | PACKING, BULK, QA 0, PACKING, MATERIAL,SPARE PART; E-34914,FOR GATE VALVE, 2 IN. *** | 0 | B | 5730H SE
BYM965L | AL | L-A-09-000-002 | 926 | PACKING | PACKING, BULK, QA 3, SQUARE, 7/16 IN, 7/16 IN, 10 LB, ROLL, NUCLEAR GRADE, ASBESTOS FREE, BRAIDED GRAPHITE YARN | 3 | B | 5730H SE
CAB914E | AL | L-A-09-000-002 | 3 | PACKING | PACKING, PREFORMED, QA 0, *** FOR VALVE STEM OF PACIFIC FIGURE-350, SIZE 3 INCH | 0 | C | 5730H SE
CAW903W | AL | L-A-09-000-002 | 3 | PACKING | PACKING, PREFORMED/SET, QA 0, PACKING, SET,SPARE PART; REF. 14 ON VENDOR DWG. 5360-01, PART NO. | 0 | B | 5730H SE
CBG689T | AL | L-A-09-000-002 | 1 | PACKING | PACKING, PREFORMED, QA 0, PACKING, VALVE; DWG P2989 PC-25. *** | 0 | C | 5730H SE
CBJ964L | AL | L-A-09-000-002 | 4 | PACKING | PACKING, PREFORMED, QA 3, RING, PACKING; FOR 1" VELAN GATE VALVE FIG. W5-2A54B-13M, DWG. | 3 | C | 5730H SE
CBL665L | AL | L-A-02-000-002 | 1 | PACKING | PACKING, PREFORMED, QA 0, PACKING, VALVE; ITEM NO. 13, FOR 4 INCH BUTTERFLY VAVLE, TYPE A31A | 0 | B | 5730H SE
CBL665L | AL | L-A-09-000-002 | 1 | PACKING | PACKING, PREFORMED, QA 0, PACKING, VALVE; ITEM NO. 13, FOR 4 INCH BUTTERFLY VAVLE, TYPE A31A | 0 | B | 5730H SE
CBL665L | AL | L-A-13-000-002 | 1 | PACKING | PACKING, PREFORMED, QA 0, PACKING, VALVE; ITEM NO. 13, FOR 4 INCH BUTTERFLY VAVLE, TYPE A31A | 0 | B | 5730H SE
CBX551M | AL | L-A-09-000-002 | 13 | PACKING | PACKING, PREFORMED/SET, QA 3, PACKING, PUMP; O-RING SET, REF 456G,F H, FOR IDP 1 1/2 X 11A RWCU PUMP | 3 | B | 5730H SE
CDD708M | AL | M-A-01-000-002 | 1 | PACKING | PACKING, MECHANICAL, QA 3, PACKING, VALVE; SET, W / SPACER, FOR 6" CONTROL VALVE, CONTROL | 3 | C | 5730H SE
CDF169E | AC | - - - - | 1 | PACKING | PACKING, PREFORMED, QA 0, RING, PACKING STEAM TURBIN; DIAPHRAGM 14TH STAGE TURBINE END, SN # | 0 | C | 2825G SE
CDF171V | AL | L-A-05-000-002 | 1 | PACKING | PACKING, PREFORMED, QA 0, RING, PACKING STEAM TURBIN; STM N-8, GRV 1, TURBINE SERIAL NUMBER | 0 | C | 2825G SE
CDF902F | AL | T-A-01-000-002 | 4 | PACKING | PACKING, PREFORMED/SET, QA 3, PACKING, VALVE; 5 RINGS PER SET, C/O OF 3 DIE FORMED SPLIT RINGS, 2 | 3 | C | 5730H SE
CEC444V | AL | L-A-13-000-002 | 2 | PACKING | PACKING, PREFORMED/SET, QA 3, PACKING, SET,O-RING,SPARE PT; MATERIAL: GRAFOIL, FOR 2" SOCKET END | 3 | B | 5730H SE
CEC447M | AL | L-A-13-000-002 | 2 | PACKING | PACKING, PREFORMED/SET, QA 3, PACKING, O-RING,SPARE PART; ENDS, MATERIAL: BRAIDED GRAPHITE, FOR 2" | 3 | B | 5730H SE
CEC450C | AL | L-A-13-000-002 | 2 | PACKING | PACKING, PREFORMED/SET, QA 3, PACKING, SET,O-RING,SPARE PT; MATERIAL: GRAFOIL, FOR 6"-900 WELD ENDS | 3 | B | 5730H SE
CEC452W | AL | L-A-13-000-002 | 2 | PACKING | PACKING, PREFORMED/SET, QA 3, PACKING, O-RING,SPARE PART; ENDS, MATERIAL: BRAIDED GRAPHITE, FOR | 3 | B | 5730H SE
CEY448N | AL | L-A-09-000-002 | 1 | PACKING | PACKING, MECHANICAL, QA 3, PACKING, *TYPICAL; TYPE: GATE *** 3 PACKING RINGS OF GRAFOIL AND 2 END | 3 | B | 48200 SE
CFD264J | AL | L-A-09-000-002 | 2 | PACKING | PACKING, PREFORMED, QA 3, PACKING, PREFORMED *** FOR 4 INCH WILLIAM POWELL GATE VALVE, MODEL | 3 | B | 5730H SE
CJD594A | AL | L-A-05-000-002 | 1 | PACKING | PACKING, PREFORMED, QA 0, , RING, STEAM TURBINE, DIAPHRAGM, STAGE 10, TURBINE END (TE), GENERAL | 0 | C | 5730H SE
CJP248A | AL | L-A-14-000-002 | 1 | PACKING | PACKING, PREFORMED/SET, QA 0, 12, 8 (LP-8) STAGE GENERATOR END DIAPHRAGM | 0 | C | 2825G SE
AAW503V | AL | D-A-04-302-005 | 11 | PAD | PAD, INK, QA 0, INKING PAD, RECORDING INSTRUMENT; INK PAD, 24 POINT, WHEEL TYPE, FOR | 0 | B | 7510U SE
AEX669R | AL | D-A-02-102-004 | 5 | PAD | PAD, INK, QA 0, INKING PAD, RECORDING INSTR; BLUE, 24 PER PACKAGE, FOR MULTI-RITER | 0 |  | 7510U SE
AEX867M | AL | D-A-02-102-004 | 6 | PAD | PAD, INK, QA 0, INKING PAD, RECORDING INSTR; BLACK, 24 PER PACKAGE, FOR MULTI-RITER | 0 |  | 7510U SE
AFX062H | AL | D-A-02-102-004 | 6 | PAD | PAD, INK, QA 0, INKING PAD, RECORDING INSTR; GREEN, 24 PER PACKAGE, FOR MULTI-RITER | 0 |  | 7510U SE
AFX065B | AL | D-A-02-102-004 | 6 | PAD | PAD, INK, QA 0, INKING PAD, RECORDING INSTR; RED, 24 PER PACKAGE, FOR MULTI-RITER | 0 |  | 7510U SE
AFX263G | AL | D-A-02-102-004 | 5 | PAD | PAD, INK, QA 0, INKING PAD, RECORDING INSTRUMENT; PURPLE, ONE PER PACK *** | 0 |  | 7510U SE
AFX263G | AL | D-A-32-302-002 | 5 | PAD | PAD, INK, QA 0, INKING PAD, RECORDING INSTRUMENT; PURPLE, ONE PER PACK *** | 0 |  | 7510U SE
AFX760D | AL | D-A-02-102-004 | 6 | PAD | PAD, INK, QA 0, INKING PAD, RECORDING INSTR; BROWN, 24 PER PACKAGE, FOR MULTI-RITER | 0 |  | 7510U SE
AFX965F | AL | D-A-02-102-004 | 6 | PAD | PAD, INK, QA 0, INKING PAD, RECORDING INSTRUMENT; VIOLET, 24 PER PACKAGE, FOR | 0 |  | 7510U SE
AFY749G | AL | 1-B-10-000-001 | 200 | PAD | PAD, TYPICAL, QA 0, PAD, DISPOSABLE; STEP-OFF, DISPOSABLE, HEAVYWEIGHT PAPER, 38 X 25, 4 | 0 | C | 7220G SE
ARB704C | AL | D-A-22-402-000 | 4 | PAD | PAD, TYPICAL, QA 0, CLEANING/TAPE HEAD, 2-1/2 IN, 3 IN, 91% ISOPROPYL ALCOHOL, CLEANING PAD, MAGNITIC TAPE HD; 91 PERCENT ISOPROPYL ALCOHOL | 0 |  | 7920P SE
BCL694E | AL | D-B-19-202-002 | 12 | PAD | PAD, TYPICAL, QA 0, WEAR PAD, AIR MASK; HARNESS, FOR AIR MASK, MODEL 401, P/N 461947 *** | 0 |  | 4240P SE
BGQ869P | AL | D-A-16-402-000 | 12 | PAD | PAD, TYPICAL, QA 0, FLOOR POLISHING, 18 IN DIA, TAN, PAD, FLOOR POLISHING; BUFFING, 18 IN DIA,TAN, THICK LINE *** | 0 |  | 79101 SE
BGQ870J | AL | D-A-08-401-000 | 4 | PAD | PAD, TYPICAL, QA 0, FLOOR POLISHING, 22 IN DIA, TAN, PAD, FLOOR POLISHING; BUFFING, 22 IN, TAN, THICK LINE *** | 0 |  | 79101 SE
BGQ874Y | AL | D-B-01-302-000 | 6 | PAD | PAD, TYPICAL, QA 0, FLOOR POLISHING, 16 IN DIA, TAN, PAD, FLOOR POLISHING; BUFFING, 16 IN DIA, TAN, THICKLINE *** | 0 |  | 79101 SE
BHC994C | AL | D-B-01-302-000 | 1 | PAD | PAD, TYPICAL, QA 0, FLOOR POLISHING, 20 IN DIA, 1 IN, PAD, FLOOR POLISHING; BURNISHING, 1 IN THK X 20 IN DIA *** | 0 |  | 79101 SE
BLD719B | AL | D-A-16-201-000 | 6 | PAD | PAD, TYPICAL, QA 0, PAD, BREATHING APPARATUS; BACK, FOR SCBA KITS *** | 0 | C | 4240P SE
BLE264M | AL | D-A-08-201-000 | 10 | PAD | PAD, TYPICAL, QA 0, PAD ASSY, ; LEFT SHOULDER, FOR SCUBA CUSTOM 4500 II *** | 0 | C | 4220I SE
BLE265K | AL | D-A-08-201-000 | 10 | PAD | PAD, TYPICAL, QA 0, PAD ASSY, ; RIGHT SHOULDER, FOR SCUBA CUSTOM 4500 II *** | 0 | C | 4220I SE
AJQ181R | AL | L-A-09-000-002 | 33 | PAD | PAD, TYPICAL, QA 0, PAD, ; TRANSISTOR, FOR AREA RADIATION MONITORING SYSTEM, INDICATOR AND | 0 | P | 5961B SE
APR099W | AL | L-A-09-000-002 | 3 | PAD | PAD, TYPICAL, QA 0, PAD, ; THRUST, REF 6, DWG 37149-51418-3, FOR COOLING TOWER PUMP MOTOR | 0 | P | 6105D SE
APR598K | AL | L-A-09-000-002 | 1 | PAD | PAD, TYPICAL, QA 0, PAD, ; THRUST, W/THERMOCOUPLE HOLES, REF 28, DWG 37149-51418-3, FOR | 0 | P | 6105D SE
AYR576J | AL | T-A-02-000-002 | 3 | PAD | PAD, TYPICAL, QA 0, PAD, THRUST,BEARING; SIX PADS PER SET, 17 IN, DWG D-010-236, FOR ALLIS | 0 | P | 2825G SE
BLD719B | AL | P-A-LL-ET0-064 | 20 | PAD | PAD, TYPICAL, QA 0, PAD, BREATHING APPARATUS; BACK, FOR SCBA KITS *** | 0 | C | 4240P SE
BLE264M | AL | P-A-LL-ET0-074 | 20 | PAD | PAD, TYPICAL, QA 0, PAD ASSY, ; LEFT SHOULDER, FOR SCUBA CUSTOM 4500 II *** | 0 | C | 4220I SE
BLE265K | AL | P-A-LL-ET0-074 | 20 | PAD | PAD, TYPICAL, QA 0, PAD ASSY, ; RIGHT SHOULDER, FOR SCUBA CUSTOM 4500 II *** | 0 | C | 4220I SE
BWK003Y | AL | L-A-04-000-002 | 1 | PAD | PAD, TYPICAL, QA 3, MOUNTING PAD, ELEC-ELECTR CMPNT; RUBBER MOUNTING PAD FOR REACTOR | 3 | B | 5999D SE
BWQ758N | AL | L-A-09-000-002 | 1 | PAD | PAD, TYPICAL, QA 3, PAD, DISK VALVE; DISK, FOR GLOBE VALVE, 1.500 IN WITH EXTENDED BONNET | 3 | C | 48200 SE
AFX283A | AL | D-A-02-302-000 | 4 | PAINT | PAINT, COATING, QA 0, PAINT, LATEX; COLOR: DOVER WHITE, GLOSS: FLAT, APPLICATION: INTERIOR | 0 |  | 5610V SE
ALX273E | AL | D-A-02-302-000 | 8 | PAINT | PAINT, COATING, QA 0, OIL, LIQUID, GLOSS DARK BLUE, 1 GAL, CAN, PAINT, ENAMEL; COLOR: DARK BLUE, GLOSS DESIGNATION: FULL GLOSS | 0 |  | 5610V SE
AMX777B | AL | D-A-12-201-000 | 3 | PAINT | PAINT, COATING, QA 0, ENAMEL, LIQUID, ORANGE, 1 GL, CAN, PAINT, ENAMEL; COLOR: ORANGE, CONTAINER SIZE: 1 GALLON, APPLICATION: | 0 |  | 5610V SE
ATX865F | AL | D-A-02-302-000 | 9 | PAINT | PAINT, COATING, QA 0, LATEX, LIQUID, FLAT WHITE, PAINT, LATEX; COLOR: WHITE, GLOSS: FLAT, APPLICATION: INTERIOR *** | 0 |  | 5610V SE
BGT235P | AL | D-A-08-201-000 | 3 | PAINT | PAINT, COATING, QA 0, ENAMEL, LIQUID, OSHA SAFETY RED, 1 GAL, CONTAINER SIZE: 1 GALLON | 0 |  | 5610V SE
BGT381C | AL | D-A-08-201-000 | 26 | PAINT | PAINT, COATING, QA 0, ENAMEL, LIQUID, SEMIGLOSS JORDON ALMOND, 1 GL, CAN, PAINT, ENAMEL; COLOR: JORDON ALMOND, GLOSS DESIGNATION: SEMIGLOSS | 0 |  | 5610V SE
BMW243F | AL | 5-A-02-101-000 | 18 | PAINT | PAINT, COATING, QA 0, ENAMEL, LIQUID, ALUMINUM, 11 OZ | 0 | C | 5610V SE
CDF570Q | AL | T-A-01-000-002 | 2 | PAINT | PAINT, COATING, QA 3, CHEMICAL & CORROSION RESISTANCE, 2-PART, WHITE, 5 GAL KIT, PAIL, THERMO-LAG 311, WATER BASE, TOP COAT, CONSISTING OF P | 3 | B | 5640H SE
BXB090N | AL | D-A-11-301-007 | 20 | PAN | PAN, TYPICAL, QA 0, DRIP POCKET, DECONTAMINATION UNIT; CATCH CONTAINMENTS, FUNNEL SHAPED | 0 |  | 4230E SE
BXB149D | AL | D-A-11-301-008 | 19 | PAN | PAN, TYPICAL, QA 0, DRIP POCKET, DECONTAMINATION UNIT; 18 INCH DIAMETER, CATCH CONTAINMENT | 0 |  | 4230E SE
CDX116V | AL | M-A-01-000-002 | 49 | PAN | PAN, TYPICAL, QA 0, PAN, DRIP; 6 INCH, YELLOW, NO DRAIN DEVICE REQUIRED *** | 0 | C | 7920P SE
AAY881F | AC | - - - - | 1 | PANEL | PANEL, TYPICAL, QA 0, PANEL, DAMPER DRIVE; RIGHT SIDE, FOR RC4 DAMPER DRIVE *** | 0 | C | 6695D SE
AAY981B | AC | - - - - | 2 | PANEL | PANEL, TYPICAL, QA 0, PANEL, DAMPER DRIVE; LEFT SIDE, FOR RC4 DAMPER DRIVE *** | 0 | C | 6695D SE
AWY245W | AL | A-A-01-000-001 | 5 | PANEL | PANEL, CONTROL, QA 0, PANEL ASSY, ; CONTROL, FOR RCA CLOSED CIRCUIT TV CAMERA, MANUAL | 0 | P | 5840M SE
BER765B | AL | A-A-01-000-001 | 2 | PANEL | PANEL, CONTROL, QA 0, PANEL, POWER DISTRIBUTION; 24 VAC, 8 VA, SINGLE ZONE, LOGIC, THREE | 0 | P | 61100 SE
BGA007F | AL | A-A-01-000-001 | 15 | PANEL | PANEL, TYPICAL, QA 3, 10-7/8 IN, 12-3/4 IN, STEEL, BLANK, , COLOR: WHITE | 3 | C | 5975B SE
CKL621P | TR | - - - - | 2 | PANEL | PANEL, TYPICAL, QA 0, FILLER, FOR NETSTENDER 2060 | 0 | C | 5840M SE
CKL621P | AL | D-A-04-402-000 | 11 | PANEL | PANEL, TYPICAL, QA 0, FILLER, FOR NETSTENDER 2060 | 0 | C | 5840M SE
CNG010R | AL | 6-C-30-000-102 | 21 | PANEL | PANEL, TYPICAL, QA 0, SOLAR "BP SOLAREX", 27 IN, 4 FT (48 IN), SILICON/ALUMINUM FRAME, 600 VDC PER MODULE, 1-1/2 IN THK, PHOTOVOLTAIC MODULE | 0 |  | 6117C SE
CNG010R | AL | 6-C-30-000-101 | 23 | PANEL | PANEL, TYPICAL, QA 0, SOLAR "BP SOLAREX", 27 IN, 4 FT (48 IN), SILICON/ALUMINUM FRAME, 600 VDC PER MODULE, 1-1/2 IN THK, PHOTOVOLTAIC MODULE | 0 |  | 6117C SE
CNG010R | AL | 6-C-32-000-101 | 36 | PANEL | PANEL, TYPICAL, QA 0, SOLAR "BP SOLAREX", 27 IN, 4 FT (48 IN), SILICON/ALUMINUM FRAME, 600 VDC PER MODULE, 1-1/2 IN THK, PHOTOVOLTAIC MODULE | 0 |  | 6117C SE
CNG010R | AL | 6-C-32-000-102 | 36 | PANEL | PANEL, TYPICAL, QA 0, SOLAR "BP SOLAREX", 27 IN, 4 FT (48 IN), SILICON/ALUMINUM FRAME, 600 VDC PER MODULE, 1-1/2 IN THK, PHOTOVOLTAIC MODULE | 0 |  | 6117C SE
CNG010R | AL | 6-C-32-000-103 | 36 | PANEL | PANEL, TYPICAL, QA 0, SOLAR "BP SOLAREX", 27 IN, 4 FT (48 IN), SILICON/ALUMINUM FRAME, 600 VDC PER MODULE, 1-1/2 IN THK, PHOTOVOLTAIC MODULE | 0 |  | 6117C SE
CNG010R | AL | 6-C-34-000-101 | 36 | PANEL | PANEL, TYPICAL, QA 0, SOLAR "BP SOLAREX", 27 IN, 4 FT (48 IN), SILICON/ALUMINUM FRAME, 600 VDC PER MODULE, 1-1/2 IN THK, PHOTOVOLTAIC MODULE | 0 |  | 6117C SE
CNG010R | AL | 6-C-34-000-102 | 36 | PANEL | PANEL, TYPICAL, QA 0, SOLAR "BP SOLAREX", 27 IN, 4 FT (48 IN), SILICON/ALUMINUM FRAME, 600 VDC PER MODULE, 1-1/2 IN THK, PHOTOVOLTAIC MODULE | 0 |  | 6117C SE
CNG010R | AL | 6-C-34-000-103 | 36 | PANEL | PANEL, TYPICAL, QA 0, SOLAR "BP SOLAREX", 27 IN, 4 FT (48 IN), SILICON/ALUMINUM FRAME, 600 VDC PER MODULE, 1-1/2 IN THK, PHOTOVOLTAIC MODULE | 0 |  | 6117C SE
CNG010R | AL | 6-C-36-000-101 | 36 | PANEL | PANEL, TYPICAL, QA 0, SOLAR "BP SOLAREX", 27 IN, 4 FT (48 IN), SILICON/ALUMINUM FRAME, 600 VDC PER MODULE, 1-1/2 IN THK, PHOTOVOLTAIC MODULE | 0 |  | 6117C SE
CNG010R | AL | 6-C-36-000-102 | 36 | PANEL | PANEL, TYPICAL, QA 0, SOLAR "BP SOLAREX", 27 IN, 4 FT (48 IN), SILICON/ALUMINUM FRAME, 600 VDC PER MODULE, 1-1/2 IN THK, PHOTOVOLTAIC MODULE | 0 |  | 6117C SE
CNG010R | AL | 6-C-36-000-103 | 36 | PANEL | PANEL, TYPICAL, QA 0, SOLAR "BP SOLAREX", 27 IN, 4 FT (48 IN), SILICON/ALUMINUM FRAME, 600 VDC PER MODULE, 1-1/2 IN THK, PHOTOVOLTAIC MODULE | 0 |  | 6117C SE
CNG010R | AL | 6-C-38-000-101 | 36 | PANEL | PANEL, TYPICAL, QA 0, SOLAR "BP SOLAREX", 27 IN, 4 FT (48 IN), SILICON/ALUMINUM FRAME, 600 VDC PER MODULE, 1-1/2 IN THK, PHOTOVOLTAIC MODULE | 0 |  | 6117C SE
CNG010R | AL | 6-C-38-000-102 | 36 | PANEL | PANEL, TYPICAL, QA 0, SOLAR "BP SOLAREX", 27 IN, 4 FT (48 IN), SILICON/ALUMINUM FRAME, 600 VDC PER MODULE, 1-1/2 IN THK, PHOTOVOLTAIC MODULE | 0 |  | 6117C SE
CNG010R | AL | 6-C-38-000-103 | 36 | PANEL | PANEL, TYPICAL, QA 0, SOLAR "BP SOLAREX", 27 IN, 4 FT (48 IN), SILICON/ALUMINUM FRAME, 600 VDC PER MODULE, 1-1/2 IN THK, PHOTOVOLTAIC MODULE | 0 |  | 6117C SE
AVC731N | AL | M-A-09-000-002 | 2 | PANEL | PANEL, TYPICAL, QA 1, PANEL ASSY, ; SUB-ASSY, NUCLEAR, G.L. FINGER BASE, 2-TRAIN, FOR | 1 | P | 48104 SE
BBV307K | AL | M-A-11-000-002 | 16 | PANEL | PANEL, TYPICAL, QA 0, PANEL, ALARM INDICATING; EQUIPPED FOR SIX CIRCUITS WITH24 VDC RELAYS | 0 | P | 6350B SE
BCR411V | AL | M-A-16-000-002 | 2 | PANEL | PANEL, CONTROL, QA 0, PANEL, ; CONTROL, FOR MODEL 478 DRY CLEANER, S/N 7910673-5 *** | 0 | P | 3405L SE
BHW116F | AL | M-A-13-000-002 | 8 | PANEL | PANEL, TYPICAL, QA 0, PANEL,TERMINAL, ; BACK BOARD, PURPLE,WITH BRACKETS, FOR TELEPHONE | 0 | P | 5805M SE
BNH001J | AL | P-A-LL-ET0-064 | 5 | PANEL | PANEL, CONTROL, QA 1, PANEL, ; CONTROL, ELECTRICAL, FOR LAMARCHE BATTERY CHARGER, MODEL | 1 | B | 61100 SE
BPK182B | AL | L-A-03-000-002 | 3 | PANEL | PANEL, TYPICAL, QA 0, SOUND CONTROLLING, 24 IN (2 FT), 4 FT (48 IN), SONEL NATURAL, SOUND CONTROLLING, BATT; SONEL NATURAL, CHARCOAL BEIGE B | 0 | P | 5640H SE
BVJ237Q | AL | P-A-LL-ET0-085 | 1 | PANEL | PANEL, CONTROL, QA 3, PANEL, COMMUNICATIONS EQUIP; FCC MATRIX SWITCHPANEL *** | 3 | C | 5840M SE
BYR683A | AL | L-A-09-000-002 | 4 | PANEL | PANEL, TYPICAL, QA 3, BLANK, 6-7/8 IN, 6-3/4 IN, STEEL, , THICKNESS: 14 GA | 3 | C | 5975B SE
CDX362C | AL | M-A-01-000-002 | 2 | PANEL | PANEL, CONTROL, QA 0, PANEL, ELECTRICAL CONTROL; TEMPERATURE CONTROL, FOR ABGTS *** | 0 | B | 61100 SE
CDX363A | AL | M-A-01-000-002 | 2 | PANEL | PANEL, CONTROL, QA 0, PANEL, ELECTRICAL CONTROL; HEATER CONTROL, FOR EGTS *** | 0 | B | 61100 SE
CDX369X | AL | M-A-03-000-002 | 2 | PANEL | PANEL, CONTROL, QA 0, PANEL, ELECTRICAL CONTROL; HEATER/HUMIDITY CONTROL, FOR THE ABGTS *** | 0 | B | 61100 SE
CDX426C | AL | M-A-03-000-002 | 3 | PANEL | PANEL, CONTROL, QA 0, PANEL, ELECTRICAL CONTROL; WESTINGHOUSE DWG 100A4792-4 *** | 0 | B | 61100 SE
AQP448B | AL | D-A-22-402-000 | 50 | PAPER | PAPER, TYPICAL, QA 0, THERMAL/PRINTER, 8-1/2 IN, 100 FT, PAPER, THERMAL; PRINTER, 8.5 IN WIDE X 100 FT ROLL FOOT ROLL *** | 0 |  | 7530O SE
ARB569N | AL | D-A-12-201-000 | 10 | PAPER | PAPER, TYPICAL, QA 0, PHOTOGRAPHIC, 8 IN, 100 FT, STANDARD THICKNESS, (10 MINIMUM) | 0 |  | 7530O SE
BKB476V | AL | D-B-03-302-000 | 18 | PAPER | PAPER, TYPICAL, QA 0, PAPER, WRAPPING,WAXED; WAXTEX, 100 FT ROLL *** | 0 |  | 8135F SE
BVQ974N | AL | D-B-03-301-000 | 3 | PAPER | PAPER, TYPICAL, QA 0, PAPER, PRINTER; CH, (A-SIZE),4 ROLLS PER BOX, FOR SEIKO INSTRUMENTS | 0 |  | 7530O SE
AKX268D | AL | L-A-08-000-002 | 1 | PAPER | PAPER, TYPICAL, QA 0, PREFORATED, 12.840 IN, 11 IN, WHITE, 3200 SHEETS/BOX, PAPER, PRINTER; WHITE, PREFORATED BOTH SIDES, CUSTOMIZED, 12.843 | 0 | B | 7530O SE
AMV624F | AL | L-A-09-000-002 | 7 | PAPER | PAPER, TYPICAL, QA 0, LABORATORY, 6 IN, 6 IN, SMOOTH, 500 SHEETS/BOX, PAPER, LABORATORY; SMOOTH TEXTURED, 6 WIDE X 6 INLONG, SUFFICIENT BODY | 0 | P | 6630D SE
BBE411T | AL | M-A-07-000-002 | 4 | PAPER | PAPER, TYPICAL, QA 0, COPYING/THERMOGRAPHIC, 8-1/2 IN, 150 FT, DRY-SILVER, PAPER, COPYING THERMOGRAPIC; COLOR: DRY-SILVER, WIDTH: 8.500 IN | 0 | P | 7530O SE
BLT911G | AL | M-A-03-000-002 | 7 | PAPER | PAPER, TYPICAL, QA 0, THERMAL, 8-1/2 IN, 98.400 IN, 6 ROLLS/CASE, PAPER, THERMAL; RECORDING, 8.5 IN X 98.4 FT X 1 IN, 6 ROLLS PER CASE | 0 | P | 7530O SE
BXK800J | AC | - - - - | 4 | PAWL | PAWL, TYPICAL, QA 1, CIRCUIT BREAKER, , DRIVING, ML-13 MECHANISM, GE P/N Q0213X0702R016, FOR 6.9KV MAGNA | 1 | B | 5925B SE
AVK545F | AL | M-A-01-000-002 | 2 | PAWL | PAWL, TYPICAL, QA 0, PAWL, ; STEEL, IT 14 SEC H, FOR LOAD BRAKE/GEAR CASE, ON 2 TON | 0 | P | 3950F SE
BBL314R | AL | M-A-01-000-002 | 2 | PAWL | PAWL, TYPICAL, QA 0, PAWL, ; FOR LOAD BRAKE/GEAR CASE, ON 1-TON HOIST, 460 VAC, 3 PH, MODEL | 0 | P | 3950F SE
BBL323Q | AL | M-A-01-000-002 | 2 | PAWL | PAWL, TYPICAL, QA 0, PAWL, ; FOR LOAD BRAKE/GEAR CASE, ON 6-TON HOIST, 460 VAC, 3 PH, MODEL | 0 | P | 3950F SE
BFN845N | AL | L-A-09-000-002 | 9 | PAWL | PAWL, TYPICAL, QA 3, VALVE, PAWL, ; CLAPPER LATCH, FOR 3 IN HIDROMATIC DELUGE VALVE, MODEL G *** | 3 | P | 4210N SE
ABW071E | AL | D-A-04-302-005 | 8 | PEN | PEN, INSTRUMENT, QA 0, RECORDER/DISPOSABLE, BLACK, 5/PACKAGE, PEN, RECORDER; DISPOSABLE, BLACK, 5 PER PKG, FOR X-Y RECORDER, MODEL | 0 |  | 7510U SE
ABW670C | AL | D-A-04-301-004 | 19 | PEN | PEN, INSTRUMENT, QA 0, PEN, RECORDER; DISPOSABLE, RED, FOR X-Y RECORDER, MODEL 9035B, AND/OR | 0 |  | 7510U SE
AEY677M | AL | D-A-30-301-002 | 2 | PEN | PEN, INSTRUMENT, QA 0, RECORDER, RED, 3/PACK, METAL, FOR MODEL 220S, 121RE & 123RE RECORDER, STYLE C, | 0 |  | 7510U SE
AEY777H | AL | D-A-30-301-002 | 11 | PEN | PEN, INSTRUMENT, QA 0, PEN, RECORDER; METAL, BLUE, FOR MODEL 220S SERIES RECORDERS AND MODEL | 0 |  | 7510U SE
AFW876K | AL | A-A-01-000-001 | 4 | PEN | PEN, INSTRUMENT, QA 0, PEN, RECORDER; GREEN, FOR SPEEOMAX M RECORDER *** | 0 | P | 7510U SE
AGV496W | AL | D-B-17-202-000 | 1 | PEN | PEN, INSTRUMENT, QA 0, PEN, RECORDER; X-3, FOR RECORDER, TEMPERATURE, MODEL M, S/N | 0 |  | 7510U SE
AGV796G | AL | D-B-17-202-000 | 2 | PEN | PEN, INSTRUMENT, QA 0, PEN, RECORDER; FIBER TIP, FOR ADJUSTABLE-ZERO, ADJUSTABLE-RANGE (AZAR) | 0 |  | 7510U SE
AJW340N | AL | D-A-04-202-007 | 12 | PEN | PEN, INSTRUMENT, QA 0, PEN, RECORDER; X1, FOR RECORDER *** | 0 |  | 7510U SE
AJW440J | AL | D-A-04-202-007 | 12 | PEN | PEN, INSTRUMENT, QA 0, PEN, RECORDER; X2 *** | 0 |  | 7510U SE
AJW540E | AL | D-A-04-202-002 | 13 | PEN | PEN, INSTRUMENT, QA 0, PEN, RECORDER; X3 *** | 0 |  | 7510U SE
AJW674D | AL | D-B-17-202-000 | 10 | PEN | PEN, INSTRUMENT, QA 0, PEN, RECORDER; X1, FOR SPEEDOMAX M RECORDER *** | 0 |  | 7510U SE
ALW631K | AL | D-A-30-301-001 | 2 | PEN | PEN, INSTRUMENT, QA 0, RECORDER/DISPOSABLE, RED, 2/PACKAGE, FOR FISCHER RECORDER, SERIES 51-1340, 6 IN X 6 IN, AND/OR SERIES | 0 | C | 7510U SE
AMW154M | AL | D-A-04-202-002 | 1 | PEN | PEN, INSTRUMENT, QA 0, PEN, RECORDER; STYLUS, INNER, FOR RECORDER, STRIP CHART, ELECTRONIC, 4 | 0 |  | 7510U SE
ARH641A | AL | D-A-30-301-002 | 6 | PEN | PEN, INSTRUMENT, QA 0, RECORDER/PLOTTER, RED, 3/PACKAGE, PEN, RECORDER; PLOTTER, RED, 3 PER PACK, FOR 7035B X-Y PLOTTER | 0 |  | 7510U SE
ATR729C | AL | D-A-30-301-003 | 10 | PEN | PEN, INSTRUMENT, QA 0, RECORDER/DISPOSABLE, VIOLET, FIBER TIP, 6/PACKAGE, NIB LENGTH 0.6 IN, | 0 | P | 7510U SE
BAA147C | AL | A-A-01-000-001 | 50 | PEN | PEN, INSTRUMENT, QA 0, RECORDER, RED, 5/PACKAGE, PEN, RECORDER; RED, 5 PER PG, FOR RECORDER, 8-CHANNEL, MODEL MC6715 | 0 | P | 7510U SE
BAA154F | AL | A-A-01-000-001 | 105 | PEN | PEN, INSTRUMENT, QA 0, RECORDER, ORANGE, 5/PACKAGE, PEN, RECORDER; ORANGE, 5 PER PG, FOR RECORDER, 8-CHANNEL, MODEL | 0 | P | 7510U SE
BAQ457L | AL | D-A-04-302-006 | 42 | PEN | PEN, INSTRUMENT, QA 3, PEN, RECORDER; GREEN, CARTRIDGE DISPOSABLE 1.375 X 0.6250 X 0.1250 IN | 3 |  | 7510U SE
BEN526D | AL | D-A-04-301-004 | 160 | PEN | PEN, INSTRUMENT, QA 0, RECORDER/DISPOSABLE, GREEN, 5/PACKAGE, PEN, RECORDER; DISPOSABLE, GREEN, 0.562 IN NIB LENGTH, UNIVERSAL | 0 |  | 7510U SE
BJB705E | AL | A-A-01-000-001 | 10 | PEN | PEN, INSTRUMENT, QA 0, PEN, RECORDER; RED, NO. 2 *** | 0 | P | 7510U SE
BJV760X | AL | D-A-06-201-001 | 30 | PEN | PEN, INSTRUMENT, QA 0, RECORDER/DISPOSABLE, BLACK, FIBER TIP, 3/PACKAGE, PEN, RECORDER; DISPOSABLE, FIBER TIP, BLACK, 3 PER PKG, FOR RECORDE | 0 |  | 7510U SE
BKD380A | AL | D-A-06-201-001 | 6 | PEN | PEN, INSTRUMENT, QA 3, ,RECORDER,DISPOSABLE, GREEN, 3 PER PKG,FOR SPEEDOMAX RECORDER, MODEL M | 3 |  | 7510U SE
BKD381W | AL | D-A-06-201-001 | 7 | PEN | PEN, INSTRUMENT, QA 3, RECORDER/DISPOSABLE, BLUE, 3/PACKAGE, , DISPOSABLE, FOR SPEEDMAX RECORDER, MODEL M | 3 | B | 7510U SE
BKD384N | AL | D-A-06-201-001 | 11 | PEN | PEN, INSTRUMENT, QA 3, PEN, RECORDER; DISPOSABLE, GREEN, THREE PER PKG, FOR RECORDERS *** | 3 |  | 7510U SE
BQP602M | AL | D-A-32-302-005 | 6 | PEN | PEN, INSTRUMENT, QA 0, RECORDER, BLUE, PEN, RECORDER; COLOR: BLUE | 0 | C | 7510U SE
BQP607B | AL | D-A-30-301-001 | 3 | PEN | PEN, INSTRUMENT, QA 0, RECORDER, RED | 0 | C | 7510U SE
BXD600R | AL | D-A-30-301-001 | 10 | PEN | PEN, INSTRUMENT, QA 0, PEN, RECORDER; COLOR: GREEN *** | 0 | B | 7510U SE
BYL115A | QP | - - - - | 109 | PEN | PEN, INSTRUMENT, QA 3, RECORDER/DISPOSABLE, GREEN, 3/PACKAGE | 3 |  | 7510U SE
BYL121F | AC | - - - - | 224 | PEN | PEN, INSTRUMENT, QA 3, RECORDER/DISPOSABLE, BLUE, 3/PACKAGE | 3 | B | 7510U SE
BYL123B | AL | A-A-01-000-001 | 30 | PEN | PEN, INSTRUMENT, QA 3, RECORDER/DISPOSABLE, VIOLET, 3/PACKAGE | 3 | B | 7510U SE
CAQ776W | AL | D-A-04-201-002 | 6 | PEN | PEN, INSTRUMENT, QA 0, PEN, RECORDER; DISPOSAL, BLUE, FOR FISHER PORTER 100 MM RECORDERS/ | 0 | C | 7510U SE
CAQ777T | AL | D-A-04-201-002 | 6 | PEN | PEN, INSTRUMENT, QA 0, PEN, RECORDER; DISPOSAL, RED, FOR FISHER PORTER 100 MM RECORDER | 0 | C | 7510U SE
CAQ778Q | AL | D-A-04-201-002 | 8 | PEN | PEN, INSTRUMENT, QA 0, PEN, RECORDER; DISPOSAL, GREEN, FOR FISHER PORTER 100 MM RECORDER/ | 0 | C | 7510U SE
AAW018Q | AL | L-A-09-000-002 | 2 | PEN | PEN, INSTRUMENT, QA 0, PEN ASSY, ; 1 OZ, FOR RECORDER, CONDUCTIVITY, SODIUM, BECKMAN MODEL | 0 | P | 6695D SE
AHW430V | AL | M-A-08-000-002 | 4 | PEN | PEN, TYPICAL, QA 3, PEN ASSY, ; GREEN, FOR RECORDER, MODEL 6410HF-0, 6410HF-0-A, 6420HF-O | 3 | P | 6695D SE
ALW177F | AL | M-A-08-000-002 | 4 | PEN | PEN, INSTRUMENT, QA 0, PEN, RECORDER; X2 *** | 0 | P | 7510U SE
ANV669J | AL | L-A-09-000-002 | 5 | PEN | PEN, INSTRUMENT, QA 0, PEN ASSY, ; BLUE, FOR RECEIVER-RECORDER, 3 TO 15 PSIG SIGNAL, MODEL | 0 | P | 6695D SE
AYH220F | AL | L-A-09-000-002 | 7 | PEN | PEN, INSTRUMENT, QA 0, PEN, RECORDER; DISPOSABLE, BLUE INK, 0.25 IN NIB LENGTH, FOR FLAT BED | 0 | P | 7510U SE
BCD955G | AL | L-A-09-000-002 | 1 | PEN | PEN, INSTRUMENT, QA 0, RECORDER/DISPOSABLE, RED, FIBER TIP, 3/PACKAGE, PEN, RECORDER; DISPOSABLE, FIBER TIP, RED, 3 PER PACKAGE, FOR PLOTTER | 0 | P | 7510U SE
BCD958A | AL | L-A-09-000-002 | 1 | PEN | PEN, INSTRUMENT, QA 0, RECORDER/DISPOSABLE, BLUE, FIBER TIP, 3/PACKAGE, PEN, RECORDER; DISPOSABLE, FIBER TIP, BLUE, 3 PER PACKAGE, FOR PLOTT | 0 | P | 7510U SE
BJR342F | AL | L-A-09-000-002 | 35 | PEN | PEN, INSTRUMENT, QA 0, RECORDER, BLACK, FIBER TIP, PEN, RECORDER; BLACK, FIBER TIP, LINE WIDTH 0.33 MM *** | 0 | P | 7510U SE
BRY225E | AL | T-A-03-000-002 | 1 | PEN | PEN, INSTRUMENT, QA 3, RECORDER/INK MARKER, RED, 3/PACKAGE, FOR RADIATION MONITORS | 3 | A | 7510U SE
BTH967X | AL | M-A-06-000-002 | 72 | PEN | PEN, INSTRUMENT, QA 3, PEN, RECORDER; ASSY, TIP, FELT, 10 PER PKG, FOR RECORDER, SPEEDOMAX M | 3 | B | 7510U SE
ACT875J | AL | D-A-30-301-002 | 3 | PENDANT | PENDANT, MOUNTING, QA 0, PENDANT, MOUNTING; LIGHTING FIXTURE, RELAMP CHAMP 11, FOR CROUSE-HINDS | 0 | P | 6210P SE
ACT875J | AL | L-A-09-000-002 | 2 | PENDANT | PENDANT, MOUNTING, QA 0, PENDANT, MOUNTING; LIGHTING FIXTURE, RELAMP CHAMP 11, FOR CROUSE-HINDS | 0 | P | 6210P SE
AET478G | AL | L-A-08-000-002 | 4 | PENDANT | PENDANT, MOUNTING, QA 0, LIGHTING FIXTURE, PENDANT, FIXTURE; LIGHTING FIXTURE, RELAMP CHAMP 11 *** | 0 | P | 6210P SE
AET578C | AL | L-A-09-000-002 | 1 | PENDANT | PENDANT, MOUNTING, QA 0, PENDANT, FIXTURE; LIGHTING FIXTURE, RELAMP CHAMP 11 *** | 0 | P | 6210P SE
BNH989C | AL | D-B-03-302-000 | 2 | PENETRANT | PENETRANT, TYPICAL, QA 3, INSPECTION PENETRANT, WATER WASHABLE; WATER WASHABLE, 5 GALLON CAN | 3 |  | 6810H SE
BFG582V | AL | D-A-12-101-001 | 2 | PENETRATION | PENETRATION, ELECTRICAL, QA 1, CONDUIT SEAL ASSEMBLY, #14 AWG, 2, 72 IN X 300 IN, ,0.75 IN MALE, FITTINGS BOTH ENDS, 0.375 IN FEED THROUGH, | 1 | C | 5975B SE
BJC512K | AL | D-B-10-109-000 | 3 | PENETRATION | PENETRATION, ELECTRICAL, QA 1, PENETRATION, ELECTRICAL; FEED THRU SUBASSEMBLY, 24 CONDUCTORS, 12 AWG | 1 | C | 5975B SE
BKT013E | AL | W-A-09-000-002 | 2 | PENETRATION | PENETRATION, ELECTRICAL, QA 1, PENETRATION, ELECTRICAL; FEEDTHROUGH SUBASSEMBLY, COAX 2C/RG59 *** | 1 | C | 5975B SE
BKT014C | AL | D-B-10-109-000 | 2 | PENETRATION | PENETRATION, ELECTRICAL, QA 1, PENETRATION, ELECTRICAL; FEEDTHROUGH SUBASSEMBLY, COAX 2C/RG59 *** | 1 | C | 5975B SE
BLT632L | AL | F-A-13-301-000 | 30 | PENETRATION | PENETRATION, ELECTRICAL, QA 1, SEAL ASSEMBLY, #14 AWG, 8, 18 IN X 300 IN, ON DEVICE END & CABLE END, SOLID COPPER CONDUCTOR, INSULATED WITH | 1 | B | 5975B SE
BTC070A | AL | A-A-01-000-001 | 2 | PENETRATION | PENETRATION, ELECTRICAL, QA 1, PENETRATION, ELECTRICAL; 2/0 AWG, 1C, LESS N-34025-01----INCOMPLETE | 1 | B | 4470C SE
BVD256E | AL | F-A-33-302-000 | 9 | PENETRATION | PENETRATION, ELECTRICAL, QA 1, PENETRATION, ELECTRICAL; 2/0 AWG 1/C FEEDTHROUGH KIT *** | 1 | B | 4470C SE
BEJ585H | AL | M-A-01-000-002 | 3 | PENETRATION | PENETRATION, ELECTRICAL, QA 1, ECSA ASSEMBLY, #14 AWG, 2, 18 IN X 300 IN, , CONDUIT SEAL ASSEMBLY, SOLID CONDUCTORS INSULATED WITH KAPTON, 1 | 1 | P | 5975B SE
BJB382B | AL | W-A-09-000-002 | 2 | PENETRATION | PENETRATION, ELECTRICAL, QA 1, PENETRATION, ELECTRICAL; FEED THRU SUB ASSEMBLY, 36 CONDUCTORS, 16 AWG | 1 | B | 5975B SE
BJC502P | PR | W-A-01-000-002 | 3 | PENETRATION | PENETRATION, ELECTRICAL, QA 1, PENETRATION, ELECTRICAL; FEED THRU SUBASSEMBLY, 1 CONDUCTOR, 2/10 AWG | 1 | C | 5975B SE
BJC503M | AL | W-A-05-000-002 | 1 | PENETRATION | PENETRATION, ELECTRICAL, QA 1, PENETRATION, ELECTRICAL; FEED THRU SUBASSEMBLY, 3 CONDUCTORS, 2 AWG | 1 | C | 5975B SE
BJC504K | PR | W-A-05-000-002 | 1 | PENETRATION | PENETRATION, ELECTRICAL, QA 1, PENETRATION, ELECTRICAL; FEED THRU SUBASSEMBLY, 12 CONDUCTORS, 8 AWG | 1 | C | 5975B SE
BJC505H | AL | W-A-05-000-002 | 1 | PENETRATION | PENETRATION, ELECTRICAL, QA 1, PENETRATION, ELECTRICAL; FEED THEU SUBASSEMBLY, 19 CONDUCTORS, 10 AWG | 1 | C | 5975B SE
BJC506F | PR | W-A-05-000-002 | 4 | PENETRATION | PENETRATION, ELECTRICAL, QA 1, PENETRATION, ELECTRICAL; FEED THRU SUBASSEMBLY, 24 CONDUCTORS, 12 AWG | 1 | C | 5975B SE
BJC507D | PR | W-A-05-000-002 | 13 | PENETRATION | PENETRATION, ELECTRICAL, QA 1, PENETRATION, ELECTRICAL; FEED THRU SUBASSEMBLY, 24 CONDUCTORS, 12 AWG | 1 | P | 5975B SE
BJC508B | PR | W-A-05-000-002 | 1 | PENETRATION | PENETRATION, ELECTRICAL, QA 1, PENETRATION, ELECTRICAL; FEED THRU SUBASSEMBLY, 30 CONDUCTORS, 16 D-TP | 1 | C | 5975B SE
BJC513H | PR | W-A-05-000-002 | 2 | PENETRATION | PENETRATION, ELECTRICAL, QA 1, PENETRATION, ELECTRICAL; FEED THRU SUBASSEMBLY, 36 CONDUCTORS, 16 | 1 | C | 5975B SE
BJC514F | PR | W-A-05-000-002 | 1 | PENETRATION | PENETRATION, ELECTRICAL, QA 1, PENETRATION, ELECTRICAL; FEED THRU SUBASSEMBLY, 25/4 CONDUCTOR, 12 | 1 | C | 5975B SE
BKT007A | TR | - - - - | 1 | PENETRATION | PENETRATION, ELECTRICAL, QA 1, FEED THRU SUBASSY COAXIAL, RG216/U, FEEDTHROUGH ASSEMBLY KIT CONSISTS OF: 1 EA COAX FEEDTHROUGH ASSEMBLY | 1 | C | 5975B SE
BKT011J | AL | W-A-09-000-002 | 1 | PENETRATION | PENETRATION, ELECTRICAL, QA 1, PENETRATION, ELECTRICAL; FEEDTHROUGH SUBASSEMBLY, COAX 1C/RG59 *** | 1 | C | 5975B SE
BKT012G | AL | W-A-09-000-002 | 1 | PENETRATION | PENETRATION, ELECTRICAL, QA 1, PENETRATION, ELECTRICAL; FEEDTHROUGH SUBASSEMBLY, COAX 2C/RG59 *** | 1 | C | 5975B SE
BMA510T | AL | L-A-03-000-002 | 6 | PENETRATION | PENETRATION, ELECTRICAL, QA 1, CONDUIT SEAL ASSEMBLY, #16 AWG, 4, 3/4 IN, SS, 4- 1C NUMBER 16 AWG SOLID COPPER CONDUCTORS, CLASS 1E LOCA/HEL | 1 | P | 5975B SE
BTC070A | AL | M-A-05-000-002 | 1 | PENETRATION | PENETRATION, ELECTRICAL, QA 1, PENETRATION, ELECTRICAL; 2/0 AWG, 1C, LESS N-34025-01----INCOMPLETE | 1 | B | 4470C SE
BVD258A | AL | M-A-05-000-002 | 2 | PENETRATION | PENETRATION, ELECTRICAL, QA 1, PENETRATION, ELECTRICAL; 350 MCM 1/C FEEDTHROUGH KIT *** | 1 | B | 4470C SE
BXK732W | AL | M-A-13-000-002 | 20 | PENETRATION | PENETRATION, ELECTRICAL, QA 1, PENETRATION, ELECTRICAL; SEAL ASSY, 8 CONDUCTOR, 14 AWG,1 IN NPT MALE | 1 | B | 4470C SE
CDX399L | AL | M-A-01-000-002 | 7 | PENETRATION | PENETRATION, ELECTRICAL, QA 0, PENETRATION, ELECTRICAL; SEAL ASSEMBLY *** | 0 | B | 4470C SE
BEJ548P | AL | A-A-01-000-001 | 1 | PILOT | PILOT, TYPICAL, QA 2, PILOT, VALVE; WITH BLOCK ASSY, FOR CONTROLLER, POSITIONER, TYPE | 2 | C | 6695D SE
AAV464F | AL | P-A-LL-ET0-047 | 4 | PILOT | PILOT, TYPICAL, QA 0, PILOT ASSY, CONTROLLER; 50 PSIG, FOR CONTROLLER, POSITIONER | 0 | C | 6695D SE
BTD975K | AL | L-A-03-000-002 | 1 | PILOT | PILOT, TYPICAL, QA 3, PILOT, CONTROLLER; SUB-ASSEMBLY, NORMALLY DE-ENERGIZED, INCLUDING | 3 | C | 6695D SE
BWJ336G | AL | T-A-01-000-002 | 14 | PILOT | PILOT, TYPICAL, QA 0, PILOT, CONTROLLER; 0-RING *** | 0 | B | 6695D SE
BWJ341P | AL | T-A-01-000-002 | 10 | PILOT | PILOT, TYPICAL, QA 0, PILOT, CONTROLLER; DIAPHRAGM DISC *** | 0 | B | 6695D SE
BXR851M | AL | T-A-01-000-002 | 1 | PILOT | PILOT, TYPICAL, QA 0, PILOT, POSITIONER; S/A, (DIRECT ACTION, STD. CAPACITY,IDENT "D") FOR | 0 | C | 6695D SE
CBP833A | AL | L-A-09-000-002 | 1 | PILOT | PILOT, TYPICAL, QA 3, PILOT ASSY, RELAY; 0-20 PSI, FOR LOW PRESSURE CONTROLLER, MODEL | 3 | B | 5945D SE
ACE677L | AL | A-A-01-000-001 | 2 | PIN | PIN, TYPICAL, QA 0, PIN, STRAIGHT HEADLESS; LENGTH: 00.625000 ( 5/8) *** | 0 | P | 4320U SE
ACJ454L | AL | A-A-01-000-001 | 12 | PIN | PIN, RETAINING, QA 2, PIN, VALVE; VALVE, FOR PNEUMATIC ACTUATED BELLOWS SEALED VALVE, TYPE | 2 | P | 48200 SE
ADV374X | AL | D-A-27-202-012 | 2 | PIN | PIN, LOCK, QA 0, GROOVED/HEADLESS, 1/16 IN, 1/4 IN, ZINC PLATED STEEL, PIN, GROOVED HEADLESS; GROOVE, STL B1112 ZNPL, FOR FISHER VALVE | 0 |  | 48200 SE
ADW240R | AL | A-A-01-000-001 | 3 | PIN | PIN, LOCK, QA 3, PIN, GROOVED HEADLESS; FOR RECORDER, SPEEDOMAX H *** | 3 | P | 6695D SE
AFJ486L | AL | A-A-01-000-001 | 10 | PIN | PIN, TYPICAL, QA 3, PIN, VALVE; FOR WH AIR OPERATED VALVE, SIZE 002.000IN, FIG 2-IA58RG | 3 | P | 48200 SE
AKJ632B | AL | A-A-01-000-001 | 1 | PIN | PIN, HINGE, QA 0, PIN, VALVE; HINGE, IT 5S, FOR CHECK VALVE, SIZE 004.000IN, CAT 1601-4 | 0 | P | 48200 SE
ANJ047T | AL | A-A-01-000-001 | 1 | PIN | PIN, RETAINING, QA 0, PIN, VALVE; ROLLER, IT 11, FOR SENTRY VALVE, SIZE 004.000IN, MOD 3000 | 0 | P | 48200 SE
ANR390X | AC | - - - - | 4 | PIN | PIN, TYPICAL, QA 0, PIN, ; FOR BRAKE *** | 0 | P | 5840M SE
ANY088E | AL | A-A-01-000-001 | 2 | PIN | PIN, LOCK, QA 3, PIN, SPRING; ROLL, FOR MAIN STEAM ATMOSPHERIC RELIEF VALVE, 8 IN, 600 | 3 | P | 4410C SE
APW654L | AC | - - - - | 2 | PIN | PIN, TYPICAL, QA 0, PIN, VALVE; FOR CONTROLLER, MODEL 77-40, RANGE 040.000 MA, B/M | 0 | P | 48200 SE
AQR232Q | AL | D-A-08-102-008 | 4 | PIN | PIN, LOCK, QA 0, ROLL, 5/16 IN, 1 IN, STEEL, PIN, SPRING; MATERIAL: STEEL, DIAMETER: 00.312500 ( 5/16) LENGTH: | 0 |  | 5305J SE
ARC467R | AL | D-A-17-302-003 | 300 | PIN | PIN, COTTER, QA 0, PIN, COTTER; MATERIAL: STAINLESS STEEL, SIZE DIAMETER: 0.187 IN ( | 0 |  | 5305J SE
ARC468P | AL | D-A-17-302-003 | 4 | PIN | PIN, COTTER, QA 0, PIN, COTTER; MATERIAL: STAINLESS STEEL, SIZE DIAMETER: 0.130 IN SIZE | 0 |  | 5305J SE
ATL086D | AL | A-A-01-000-001 | 1 | PIN | PIN, LOCK, QA 0, PIN, VALVE; STEEL, ROLLER, VALVE, 001.000 DIA X 007.500IN LG,FOR | 0 | P | 48200 SE
ATW711G | AL | A-A-01-000-001 | 1 | PIN | PIN, HINGE, QA 0, PIN, VALVE; PIVOT, ASTM A276 TYPE 410, FOR 16"-300 LB, LIST 323B OR | 0 | C | 48200 SE
ATX795A | AL | A-A-01-000-001 | 1 | PIN | PIN, HINGE, QA 0, PIN, VALVE; PIVOT, A276-003, FOR 006.000IN 150 PSI, CHECK VALVE, DWG | 0 | P | 48200 SE
AVB837B | AL | A-A-01-000-001 | 1 | PIN | PIN, HINGE, QA 0, PIN, HINGE VALVE; REF 12, FOR SWING CHECK VALVE,4 IN, ANSI CLASS 150 | 0 | P | 48200 SE
AVE332T | AL | A-A-01-000-001 | 6 | PIN | PIN, TYPICAL, QA 0, PIN, STRAIGHT HEADLESS; MATERIAL: STEEL *** | 0 | P | 48200 SE
AVE786J | AL | A-A-01-000-001 | 1 | PIN | PIN, HINGE, QA 0, PIN, VALVE; STAINLESS STEEL TYPE 316, ASTM A 582, HINGE, ITEM SS | 0 | P | 48200 SE
AWC603T | AL | A-A-01-000-001 | 11 | PIN | PIN, TYPICAL, QA 0, PIN, TAPERED PLAIN; MATERIAL: STEEL *** | 0 | P | 48200 SE
AYQ620T | AL | D-B-09-202-001 | 2 | PIN | PIN, LOCK, QA 0, SPRING, 1/2 IN, 1-1/2 IN, CS | 0 | C | 4450C SE
BAN323L | AL | A-A-01-000-001 | 18 | PIN | PIN, RETAINING, QA 3, PIN, VALVE; BREAKABLE, ALUMINUM, FOR ANGLEVALVE, 1.5 IN, THREADED | 3 | P | 48200 SE
BBJ812K | AL | A-A-01-000-001 | 2 | PIN | PIN, LOAD, QA 0, PIN, ; PAWL, LOAD BRAKE, IT 23, ILL HL-71C-63, FOR WIRE ROPE HOIST CAT | 0 | P | 3950F SE
BBW330X | AL | A-A-01-000-001 | 1 | PIN | PIN, RETAINING, QA 0, PIN, VALVE; GUIDE, STAINLESS STEEL, FOR SAFETY RELIEF VALVE, SIZE 0.75 | 0 | P | 48200 SE
BDA047L | AL | D-A-28-101-004 | 73 | PIN | PIN, TYPICAL, QA 0, PIN, TAPERED PLAIN; MATERIAL: ALUMINUM *** | 0 |  | 5305J SE
BDJ151R | AL | E-A-16-C02-C01 | 13 | PIN | PIN, LOCK, QA 0, 5/32 IN, 1-1/4 IN, STEEL, *** | 0 | P | 5925B SE
BDN703Q | AL | A-A-01-000-001 | 1 | PIN | PIN, TYPICAL, QA 0, PIN, VALVE; WRIST, FOR CASH REGULATING FLUID PRESSURE VALVE *** | 0 | P | 48200 SE
BET443W | AL | D-B-09-202-001 | 1 | PIN | PIN, TYPICAL, QA 0, PIN, ASH DISPOSAL; STEEL, ACTUATING, FOR DRY FLY ASH DISPOSAL SYSTEM | 0 | P | 4450C SE
BEY932Q | AL | D-B-09-202-001 | 1 | PIN | PIN, TYPICAL, QA 0, PIN, ASH DISPOSAL; PIVOT, STAINLESS STEEL, HOLE THRU EACH END, FOR FLY | 0 | P | 4450C SE
BFR536L | AL | A-A-01-000-001 | 1 | PIN | PIN, RETAINING, QA 1, PIN, VALVE; HANGER, STAINLESS STEEL TYPE 410, FOR SWING CHECK VALVE | 1 | P | 48200 SE
BGD770F | AL | A-A-01-000-001 | 58 | PIN | PIN, COTTER, QA 3, PIN, COTTER; CARBON STEEL, SHAFT DIA .187 IN, UNDERHEAD LG 2.5 IN | 3 | P | 5305J SE
BGF908P | AL | A-A-01-000-001 | 2 | PIN | PIN, TYPICAL, QA 0, PIN, STRAIGHT HEADLESS; MATERIAL: STAINLESS STEEL *** | 0 | P | 5305J SE
BGM031Q | AL | D-A-04-202-008 | 30 | PIN | PIN, RETAINING, QA 3, PIN, TAPERED PLAIN; CARBON STEEL, LENGTH 4.0 IN, TAPER MAJOR DIA .25 | 3 |  | 5305J SE
BGM032N | AL | D-A-04-302-004 | 76 | PIN | PIN, RETAINING, QA 3, PIN, TAPERED PLAIN; CARBON STEEL, LENGTH 4.0 IN, TAPER MAJOR DIA .25 | 3 |  | 5305J SE
BHE152K | AL | 1-B-14-000-001 | 1 | PIN | PIN, TYPICAL, QA 1, PIN, VALVE; FOR SOLENOID VALVE, MODEL 82KK-001, CLASS 2158, DWG | 1 | P | 48200 SE
BHE152K | AL | 1-A-03-000-001 | 21 | PIN | PIN, TYPICAL, QA 1, PIN, VALVE; FOR SOLENOID VALVE, MODEL 82KK-001, CLASS 2158, DWG | 1 | P | 48200 SE
BHN381T | AL | D-A-02-102-011 | 19 | PIN | PIN, LOCK, QA 3, PIN, SPRING; REF 79, FOR VALVE ACTUATOR TYPE SMB-000 *** | 3 |  | 48200 SE
BHW475J | AL | 1-A-03-000-001 | 1 | PIN | PIN, RETAINING, QA 1, PIN, VALVE; STAINLESS STEEL ASME SA479 TYPE 316, FOR SAFETY RELIEF | 1 | P | 48200 SE
BJJ174E | AL | A-A-01-000-001 | 1 | PIN | PIN, RETAINING, QA 0, PIN, VALVE; STAINLESS STEEL ASTM A276 TYPE 410, PIVOT, FOR CHECK | 0 | P | 48200 SE
BJP524K | AL | D-A-01-401-004 | 4 | PIN | PIN, TYPICAL, QA 3, STRAIGHT/HEADED, 1/2 IN, STEEL, SPIDER, , VENDOR DWG. NO. 3037-3, FOR WATER TIGHT EQUIPMENT, ON ACCESS DOORS | 3 |  | 5670A SE
BLC723R | AL | D-A-15-301-006 | 15 | PIN | PIN, DOWEL, QA 3, PIN, STRAIGHT HEADLESS; DOWEL, COVER LOCATING, 0.50 X 2.75 IN, FOR | 3 |  | 2825G SE
BNC814A | AL | 1-B-09-009-001 | 13 | PIN | PIN, TYPICAL, QA 0, PIN, ; MALE AND FEMALE, WAT-902 CNHDPC, FOR PLUG EXT *** | 0 | P | 4470C SE
BNH655A | AL | D-A-06-302-003 | 4 | PIN | PIN, DOWEL, QA 3, PIN, STRAIGHT HEADLESS; DOWEL PIN, 0.25 DIAMETER X 0.5IN LONG, FOR | 3 |  | 5305J SE
BNQ724D | AL | D-B-16-000-001 | 13 | PIN | PIN, TYPICAL, QA 1, PIN,GOVERNOR, ; LINKAGE WOODWARD GOVERNOR BETWEEN THE ACTUATOR OUTPUT | 1 | P | 2910O SE
BPL097K | AL | A-A-01-000-001 | 2 | PIN | PIN, HINGE, QA 1, PIN, HINGE VALVE; ASTM A564-630, TYPE 17-4 PH STAINLESS STEEL, FOR 24 | 1 | C | 48200 SE
BQM102L | AL | A-A-01-000-001 | 2 | PIN | PIN, HINGE, QA 1, PIN, VALVE; HINGE,STEEL, ASTM A582-416T,FOR ASME SECTION III,CLASS 3 | 1 | B | 48200 SE
BRE848V | AL | E-A-16-C02-F01 | 2 | PIN | PIN, LOCK, QA 0, PIN, CIRCUIT BREAKER; LOCKING, FOR POWER CIRCUIT BREAKER, TYPE | 0 | C | 5925B SE
BVB179G | AL | A-A-01-000-001 | 2 | PIN | PIN, HINGE, QA 1, PIN, SNUBBER; PIVOT,CHROME PLATED,ASTM A 434,CLASS BD,NOMINAL 5.0 IN | 1 | B | 4710Y SE
BWQ411X | AL | E-A-16-C01-C01 | 32 | PIN | PIN, LOCK, QA 0, PIN, CIRCUIT BREAKER; THREADED, FOR CIRCUIT BREAKER, TYPE DR36SC1750D | 0 | C | 5925B SE
BWQ418F | AL | E-A-16-C01-D01 | 137 | PIN | PIN, LOCK, QA 0, PIN, CIRCUIT BREAKER; LOCKING, 4 X 18 MM, FOR CIRCUIT BREAKER, TYPE | 0 | C | 5925B SE
BWQ419D | AL | E-A-16-C01-E01 | 101 | PIN | PIN, LOCK, QA 0, PIN, CIRCUIT BREAKER; LOCKING, 4 X 22 MM, FOR CIRCUIT BREAKER, TYPE | 0 | C | 5925B SE
BWQ423N | AL | E-A-16-C01-E01 | 102 | PIN | PIN, LOCK, QA 0, PIN, CIRCUIT BREAKER; LOCKING, 6 X 40 MM, FOR CIRCUIT BREAKER, TYPE | 0 | C | 5925B SE
BWQ424L | AL | E-A-16-C01-E01 | 40 | PIN | PIN, LOCK, QA 0, PIN, CIRCUIT BREAKER; LOCKING, 4 X 28 MM, FOR CIRCUIT BREAKER, TYPE | 0 | C | 5925B SE
BWQ450Y | AL | E-A-16-C01-G01 | 23 | PIN | PIN, LOCK, QA 0, PIN, CIRCUIT BREAKER; SPLIT, 2.5 X 25 STNR, FOR CIRCUIT BREAKER, TYPE | 0 | C | 5925B SE
BWQ630W | AL | E-A-16-C02-C01 | 28 | PIN | PIN, LOCK, QA 0, PIN, CIRCUIT BREAKER; LOCKING, FOR CIRCUIT BREAKER, TYPE DR36SC1750D | 0 | C | 5925B SE
BWQ633B | AL | E-A-16-C02-C01 | 27 | PIN | PIN, LOCK, QA 0, PIN, CIRCUIT BREAKER; LOCKING, FOR CIRCUIT BREAKER, TYPE DR36SC1750D | 0 | C | 5925B SE
BWQ640R | AL | E-A-16-C02-D01 | 41 | PIN | PIN, LOCK, QA 0, CIRCUIT BREAKER; LOCKING, 4 X 40, FOR CIRCUIT BREAKER, TYPE | 0 | C | 5925B SE
BWQ665X | AL | E-A-16-C02-D01 | 42 | PIN | PIN, LOCK, QA 0, PIN, CIRCUIT BREAKER; LOCKING, FOR CIRCUIT BREAKER, TYPE DR36SC1750D | 0 | C | 5925B SE
BWQ669M | AL | E-A-16-C02-E01 | 83 | PIN | PIN, LOCK, QA 0, PIN, CIRCUIT BREAKER; LOCKING, FOR CIRCUIT BREAKER, TYPE DR36SC1750D | 0 | C | 5925B SE
BWQ693Q | AL | E-A-16-C02-H01 | 30 | PIN | PIN, LOCK, QA 0, PIN, CIRCUIT BREAKER; LOCKING, FOR CIRCUIT BREAKER, TYPE DR36SC1750D | 0 | C | 5925B SE
BWQ695L | AL | E-A-16-C03-A01 | 7 | PIN | PIN, LOCK, QA 0, PIN, CIRCUIT BREAKER; SPLIT, FOR CIRCUIT BREAKER, TYPE DR36SC1750D *** | 0 | C | 5925B SE
BXA789D | AL | A-A-01-000-001 | 2 | PIN | PIN, TYPICAL, QA 0, PIN, COMPRESSOR; CROSSHEAD, FOR STATION AIR COMPRESSOR D, MFG BY | 0 | B | 4310I SE
BXC043F | AL | A-A-01-000-001 | 3 | PIN | PIN, DRIVE, QA 3, PIN, PUMP; DRIVE,IT 18, FOR MECHANICAL SEAL, TYPE I-B,ON CHARGE/SAFETY | 3 | B | 4320U SE
BXT069L | AL | A-A-01-000-001 | 1 | PIN | PIN, TYPICAL, QA 3, PIN, PUMP; CROSSHEAD, HT203, A534-4720, FOR RECIPROCATING PUMP, SIZE | 3 | B | 4320U SE
BYA282A | AL | A-A-01-000-001 | 4 | PIN | PIN, TYPICAL, QA 1, PIN, VALVE; DISC, ASTM A637 GR 718, FOR WESTINGHOUSE MANUAL AND MOTOR | 1 | C | 48200 SE
BYA421N | AL | A-A-01-000-001 | 1 | PIN | PIN, RETAINING, QA 3, PIN, VALVE; ADJUSTABLE RING, 416 SS, FOR 3" X 4" 150 PSI, ASME SECTION | 3 | C | 48200 SE
BYB963C | AL | A-A-01-000-001 | 2 | PIN | PIN, HINGE, QA 1, PIN, PIVOT; PIVOT PIN, ASTM A637 GR 718, WESTINGHOUSE SWING CHECK | 1 | C | 5120M SE
BYE597V | AL | D-B-07-201-001 | 1 | PIN | PIN, RETAINING, QA 1, CLASS 1, VALVE, STEEL, , DISK, FOR WESTINGHOUSE MANUAL AND MOTOR OPERATED GATE VALVES | 1 | C | 48200 SE
CAM440R | AC | - - - - | 1 | PIN | PIN, LOCK, QA 3, PIN, ACTUATOR; ROLL, CARBON STEEL, REF 122, FOR DRIVE LINKAGE, ON | 3 | C | 48200 SE
CBN221F | AC | - - - - | 1 | PIN | PIN, TYPICAL, QA 0, PIN, VALVE; FOR 6 INCH 300 LB CHECK VALVE, ANCHOR DARLING DWG 9524564 | 0 | C | 48200 SE
CDT213D | AL | 1-B-14-000-001 | 2 | PIN | PIN, DOWEL, QA 3, DOWEL, ELECTRIC MOTOR; WITH WASHER, NUT, MICARTA WASHER AND TUBE FOR | 3 | B | 6105D SE
CED063R | AL | A-A-01-000-001 | 12 | PIN | PIN, TYPICAL, QA 1, CLASS 2, PIN, SPARE PART; STRAIGHT HEADLESS, STEEL, ASME SA 193 B7, 1.50 " DIA | 1 | C | 5305J SE
CFD306X | AC | - - - - | 19 | PIN | PIN, TYPICAL, QA 1, ROLL, FOR USE WITH 52STA SWITCH MECHANISM FOR SIEMENS VERTICAL LIFT BREAKERS | 1 | B | 5925B SE
CFE660G | AL | D-A-28-060-001 | 210 | PIN | PIN, TURBINE, QA 0, LOCKING, HP, *** BLADE, LARGE, NO OTHER DESCRIPTION AVAILABLE AT THIS TIME | 0 | C | 2825G SE
CFE663Y | AL | D-A-28-060-001 | 1800 | PIN | PIN, TURBINE, QA 0, LOCKING, HP, *** BLADE, SMALL, NO OTHER DESCRIPTION AVAILABLE AT THIS TIME | 0 | C | 2825G SE
CFY623Q | AL | D-B-17-201-001 | 8 | PIN | PIN, TYPICAL, QA 1, PIN, *TYPICAL *** TAPERED LOAD PIN, NOMINAL DIAMETER: 1 1/2 INCH | 1 | C | 3040D SE
AAT123F | AL | M-A-13-000-002 | 48 | PIN | PIN, RETAINING, QA 0, PIN, ; CAM FOLLOWER, FOR DIESEL ENGINE, MODEL 20-645-E4 *** | 0 | P | 2910O SE
AAV864Y | AL | L-A-13-000-002 | 2 | PIN | PIN, RETAINING, QA 0, PIN, VALVE; THREADED, STROKE ADJUSTMENT, FOR PNEUMATIC VALVE | 0 | P | 48200 SE
AAV864Y | AL | L-A-08-000-002 | 19 | PIN | PIN, RETAINING, QA 0, PIN, VALVE; THREADED, STROKE ADJUSTMENT, FOR PNEUMATIC VALVE | 0 | P | 48200 SE
ABG200H | AL | L-A-03-000-002 | 556 | PIN | PIN, COTTER, QA 3, PIN, COTTER; FOR GE REFUEL PLATFORM FUEL GRAPPLE, PARTS LIST 731E635 | 3 | C | 4470C SE
ACE775L | AL | L-A-09-000-002 | 2 | PIN | PIN, TYPICAL, QA 0, PIN, PUMP; PUMP, IT 9, FOR SERIES 500, MODEL PF05-002-31L-001, AND/OR | 0 | P | 4320U SE
ACJ173W | AL | L-A-03-000-002 | 1 | PIN | PIN, TYPICAL, QA 1, PIN, VALVE; HANGER, FOR VELAN VALVE CORP, BOLTED BONNET SWING CHECK | 1 | P | 48200 SE
AFG986A | AL | M-A-08-000-002 | 20 | PIN | PIN, COTTER, QA 3, CS, PIN, COTTER; FOR HYDRAULIC SHOCK SUPPRESSORS, 1000000.000 LB CAPACITY | 3 | P | 5305J SE
AGX415D | AL | L-A-09-000-002 | 1 | PIN | PIN, TYPICAL, QA 0, PIN, ; FOR HERSEY GAGE 235A-13, SN 425807, ON TURBINE LUBE OIL TANKS | 0 | P | 6695D SE
AJB204C | AL | L-A-09-000-002 | 3 | PIN | PIN, TYPICAL, QA 0, PIN, STEAM TURBINE; BLADE, STAGE 11, FOR TURBINE, S/N 170X374 (5600) | 0 | C | 2825G SE
AKH955P | AL | L-A-09-000-002 | 21 | PIN | PIN, TYPICAL, QA 0, PIN, ; PILOT NOZZLE, FOR VALVE POSITIONER, MODEL J-13-15, DWG J-1, REF | 0 | P | 6695D SE
AKW279D | AL | M-A-08-000-002 | 4 | PIN | PIN, LOCK, QA 3, PIN, GROOVED HEADLESS; FOR RECORDER *** | 3 | P | 6695D SE
AMJ940Y | AL | M-A-08-000-002 | 3 | PIN | PIN, TYPICAL, QA 0, PIN, VALVE; PLUG, FOR CONTROL VALVE, SIZE 8 IN, MODEL 37-10174, AIR TO | 0 | P | 48200 SE
AMJ976X | AL | L-A-09-000-002 | 5 | PIN | PIN, RETAINING, QA 3, PIN, ACTUATOR; ROLLER, FORK, ITEM 38, FOR TYPE SMB4 & SMB4T *** | 3 | P | 48200 SE
AMW858G | AL | M-A-08-000-002 | 1 | PIN | PIN, LOCK, QA 0, PIN, SPRING; MATERIAL: STAINLESS STEEL, DIAMETER: 00.062500 ( 1/16) | 0 | P | 6695D SE
AMY572Q | AL | L-A-04-000-002 | 2 | PIN | PIN, TYPICAL, QA 0, PIN, PUMP; BEARING CYLINDER, FOR MODEL F3-PVA120-RS-10, ON | 0 | C | 4320U SE
APJ921B | AL | L-A-13-000-002 | 4 | PIN | PIN, LOCK, QA 0, VALVE, 3/16 IN, 3/8 IN, PIN, VALVE; GROOVE, SA-479-316, FOR FISHER DIAPHRAGM CONTROL VALVE | 0 | P | 48200 SE
APW654L | AL | L-A-13-000-002 | 2 | PIN | PIN, TYPICAL, QA 0, PIN, VALVE; FOR CONTROLLER, MODEL 77-40, RANGE 040.000 MA, B/M | 0 | P | 48200 SE
AQF260J | AL | M-A-08-000-002 | 5 | PIN | PIN, HINGE, QA 2, PIN, VALVE; HINGE, W/O-RING GROOVES, FOR CHECK VALVE, 8 IN, SIZE | 2 | P | 48200 SE
AQF265W | AL | T-A-05-000-002 | 1 | PIN | PIN, HINGE, QA 1, 416 SS, O-RING GROOVES W/ O-RINGS, SIZE 2-123, BUNA-N, 70 DURO, DWG | 1 | B | 48200 SE
AQR216N | AL | L-A-03-000-002 | 494 | PIN | PIN, LOCK, QA 0, 1/16 IN, 1/2 IN, STEEL, *** | 0 | C | 5305J SE
AQR220B | AL | L-A-03-000-002 | 286 | PIN | PIN, LOCK, QA 0, ROLL, 1/8 IN, 3/4 IN, STEEL, PIN, SPRING; MATERIAL: STEEL, DIAMETER: 00.125000 ( 1/8) LENGTH: | 0 | B | 5305J SE
AQR225M | AL | L-A-03-000-002 | 372 | PIN | PIN, LOCK, QA 0, ROLL, 3/16 IN, 1-1/2 IN, STEEL, PIN, SPRING; MATERIAL: STEEL, DIAMETER: 00.187500 ( 3/16) LENGTH: | 0 | P | 5305J SE
AQR228F | AL | L-A-03-000-002 | 931 | PIN | PIN, LOCK, QA 0, ROLL, 1/4 IN, 1-1/2 IN, STEEL, PIN, SPRING; MATERIAL: STEEL, DIAMETER: 00.250000 ( 1/4) LENGTH: | 0 | P | 5305J SE
AQR236G | AL | L-A-03-000-002 | 21 | PIN | PIN, LOCK, QA 0, ROLL, 3/8 IN, 3 IN, STEEL, PIN, SPRING; MATERIAL: STEEL, DIAMETER: 00.375000 ( 3/8) LENGTH: | 0 | P | 5305J SE
AQT963B | AL | L-A-09-000-002 | 4 | PIN | PIN, RETAINING, QA 0, PIN, STEAM TURBINE; PACKING SUPPORT, FOR VARIOUS LOCATIONS ON TURBINE | 0 | P | 2825G SE
AQX596W | AC | - - - - | 7 | PIN | PIN, LOCK, QA 0, PIN, CONTROLLER; RIVOT, FOR CONTROLLER, PNEUMATIC, ELECTRIC CONTROL | 0 | C | 6695D SE
ARC433B | AL | L-A-09-000-002 | 17 | PIN | PIN, TYPICAL, QA 0, PIN, STEAM TURBINE; PACKING SUPPORT, LP SEVERAL LOCATIONS ON TURBINE | 0 | P | 2825G SE
ARV622T | AL | M-A-13-000-002 | 8 | PIN | PIN, TYPICAL, QA 2, PIN, ; IDLER, STEEL, 0.750 X 2.312 IN LG, FOR ROTATION TANDEM DIESEL | 2 | P | 6115F SE
ATA817W | AL | M-A-16-000-002 | 2 | PIN | PIN, RETAINING, QA 2, PIN, VALVE; WEDGE,STAINLESS STEEL,0.500 X 4.750IN,FOR 12IN,1500LB, | 2 | P | 48200 SE
ATE352T | AL | T-A-01-000-002 | 7 | PIN | PIN, TYPICAL, QA 3, PIN, STRAIGHT HEADLESS; DISC NUT,MATERIAL A276 TYPE 304,FOR 12IN SWING | 3 | P | 48200 SE
ATN583X | AL | Z-Z-ZZ-ZZZ-ZZZ | 510 | PIN | PIN, TYPICAL, QA 0, STEAM TURBINE, 11/32 IN, 5-1/8 IN, PIN, STEAM TURBINE; DOVETAIL, 0.34 X 5.125 IN LG, FOR TURBINE, S/N | 0 | P | 2825G SE
AWN086N | AL | T-A-01-000-002 | 3 | PIN | PIN, TYPICAL, QA 3, PIN, VALVE; METALLIC, FOR 004.000 IN SWINGCHECK VALVE, FIG 5353WE, REF | 3 | P | 48200 SE
AXB354K | AL | T-A-01-000-002 | 1 | PIN | PIN, RETAINING, QA 0, PIN, VALVE; BRASS, UPPER, RING, FOR 006.000 IN SAFETY VALVE, TYPE | 0 | P | 48200 SE
AXB414V | AL | T-A-01-000-002 | 1 | PIN | PIN, RETAINING, QA 0, PIN, VALVE; LOWER, RING, FOR 006.000 IN SAFETY VALVE, TYPE 1511Q-02-20 | 0 | P | 48200 SE
AXP038N | AL | L-A-09-000-002 | 10 | PIN | PIN, TYPICAL, QA 3, PIN, BRAKE,ELECTRIC; STEEL, PIVOT, SOLENOID LEVER, FOR SUPPORT PLATE | 3 | P | 61100 SE
AXP039L | AL | L-A-03-000-002 | 12 | PIN | PIN, TYPICAL, QA 3, PIN, BRAKE,ELECTRIC; STEEL, BEARING, FOR SUPPORT PLATE ASSY, PN | 3 | P | 61100 SE
AXP555B | AL | L-A-09-000-002 | 6 | PIN | PIN, LOCK, QA 3, PIN, REFUEL PLATFORM; PIVOT, SOLENOID LEVER, FOR SUPPORT PLATE ASSY | 3 | P | 4470C SE
AXP721L | AL | L-A-03-000-002 | 98 | PIN | PIN, DOWEL, QA 3, PIN, SPRING; DOWEL, 0.312 X 1.75 IN LONG, FOR INDOOR METALCLAD | 3 | P | 5305J SE
AXQ785L | AL | L-A-09-000-002 | 6 | PIN | PIN, LOCK, QA 3, PIN, REFUEL PLATFORM; STEEL, PIVOT, LEVER ARM, FOR SUPPORT PLATE ASSY | 3 | P | 4470C SE
AXQ786J | AL | L-A-09-000-002 | 6 | PIN | PIN, LOCK, QA 3, PIN, REFUEL PLATFORM; STEEL, SPLIT, PIVOT, SPRING STUD, FOR SUPPORT | 3 | P | 4470C SE
AXT918H | AL | M-A-02-000-002 | 4 | PIN | PIN, TYPICAL, QA 1, STRAIGHT/HEADLESS, SS, , SQUEEZE PINS, ASME SA-479 TYPE 316, FOR 16 IN NUCLEAR MK II | 1 | C | 48200 SE
AXT952H | AL | M-A-16-000-002 | 2 | PIN | PIN, LOCK, QA 3, PIN, GROOVED HEADLESS; LONGITUDINAL GROOVES, STAINLESS STEEL, OA LG | 3 | P | 48200 SE
AYB091A | AL | M-A-16-000-002 | 3 | PIN | PIN, RETAINING, QA 3, PIN, VALVE; STAINLESS STEEL, STRAIGHT, FORAIR OPERATED CONTROL VALVE | 3 | P | 48200 SE
BAN323L | AL | T-A-02-000-002 | 10 | PIN | PIN, RETAINING, QA 3, PIN, VALVE; BREAKABLE, ALUMINUM, FOR ANGLEVALVE, 1.5 IN, THREADED | 3 | P | 48200 SE
BAP223K | AL | T-A-01-000-002 | 30 | PIN | PIN, RETAINING, QA 0, PIN, VALVE; BREAKABLE, ALUMINUM, FOR ANGLE VALVE, 2.5 IN, THREADED | 0 | P | 48200 SE
BCK158C | AL | M-A-16-000-002 | 3 | PIN | PIN, TYPICAL, QA 2, PIN, VALVE; SPIRAL, FOR SAFETY RELIEF VALVE, 3 IN, FLANGE, ANSI CLASS | 2 | P | 48200 SE
BCR630T | AL | L-A-03-000-002 | 4 | PIN | PIN, TYPICAL, QA 0, PIN, VALVE; DISK HOLDER, P-140-2, STAINLESS STEEL, FOR CHECK VALVE *** | 0 | P | 48200 SE
BDN958M | AL | L-A-03-000-002 | 5 | PIN | PIN, LOCK, QA 0, 3/16 IN, 1-1/2 IN, STEEL, PIN, SPRING; MATERIAL: STEEL, DIAMETER: 00.187500 ( 3/16) LENGTH: | 0 | P | 48200 SE
BEB936J | AL | M-A-06-000-002 | 18 | PIN | PIN, TYPICAL, QA 3, PIN, HANDWHEEL; DETENTION, REF 8, FOR HANDWHEEL ON ACTUATOR NO N-378 | 3 | P | 4710Y SE
BHE135K | TR | - - - - | 3 | PIN | PIN, TYPICAL, QA 1, PIN, VALVE; FOR SOLENOID VALVE, MODEL 79AB-003, ANSI CLASS 1680, DWG | 1 | P | 48200 SE
BHE182A | AL | M-A-06-000-002 | 1 | PIN | PIN, TYPICAL, QA 1, PIN, STRAIGHT HEADLESS; FOR SOLENOID VALVE, MODEL 82UU-001, ANSI CLASS | 1 | P | 48200 SE
BHT217K | AL | M-A-16-000-002 | 6 | PIN | PIN, RETAINING, QA 1, PIN, VALVE; STEM AND DISK, STANLESS STEEL 17-4PHC-H1100, ASME SA564 GR | 1 | C | 48200 SE
BHT218H | AL | M-A-01-000-002 | 5 | PIN | PIN, RETAINING, QA 1, PIN, VALVE; STEM AND DISK, STAINLESS STEEL17-4PHC-H1100, ASME SA564 GR | 1 | P | 48200 SE
BJD122V | AL | L-A-02-000-002 | 23 | PIN | PIN, HINGE, QA 1, PIN, HINGE VALVE; WITHOUT SPRING, STAINLESS STEEL, TYPE 316, REF 5 | 1 | P | 48200 SE
BJH175H | AL | L-A-09-000-002 | 45 | PIN | PIN, TYPICAL, QA 0, STEAM TURBINE, 5/16 IN, 6 IN, PIN, STEAM TURBINE; 0.3125 DIA X 6 IN LONG, DOVETAIL, FOR STEAM | 0 | P | 2825G SE
BJK922V | AL | L-A-13-000-002 | 8 | PIN | PIN, DOWEL, QA 1, STRAIGHT/HEADLESS, STEEL, , REF 42, FOR VALVE ACTUATOR, TYPE SMB-00 | 1 | B | 48200 SE
BJM614W | AL | L-A-03-000-002 | 2 | PIN | PIN, TYPICAL, QA 3, PIN, STRAIGHT HEADLESS; STAINLESS STEEL GR 410, ROUND, FOR RCIC | 3 | B | 48200 SE
BJQ342L | AL | L-A-09-000-002 | 9 | PIN | PIN, TYPICAL, QA 3, PIN, VALVE; LOCATING, FOR 3.00 IN HYDROMATIC DELUGE VALVE, MODEL G *** | 3 | P | 48200 SE
BJX595W | AL | L-A-02-000-002 | 14 | PIN | PIN, HINGE, QA 1, PIN, VALVE; HINGE, STAINLESS STEEL TYPE 316, FOR CHECK VALVE, 3 IN | 1 | C | 48200 SE
BKB973D | AL | M-A-09-000-002 | 10 | PIN | PIN, TYPICAL, QA 3, PIN, STRAIGHT HEADLESS; CARBON STEEL, SHAFT DIA .375 IN, EFFECTIVE LG | 3 | P | 48200 SE
BKB974B | AL | M-A-09-000-002 | 10 | PIN | PIN, TYPICAL, QA 3, PIN, STRAIGHT HEADLESS; CARBON STEEL, SHAFT DIA .5 IN, EFFECTIVE LG | 3 | P | 48200 SE
BKC087Q | AL | L-A-03-000-002 | 7 | PIN | PIN, DOWEL, QA 3, PIN, PUMP; TAPER, CASING DOWEL, STEEL, MATERIAL CODE 056, FOR | 3 | P | 4320U SE
BKH423J | AL | M-A-16-000-002 | 3 | PIN | PIN, HINGE, QA 1, PIN, HINGE VALVE; ALLOY STEEL, ASTM A479-410-3, FOR SWING CHECK VALVE | 1 | C | 48200 SE
BKN292D | AL | M-A-16-000-002 | 6 | PIN | PIN, RETAINING, QA 1, PIN, VALVE; STEM/DISK, STAINLESS STEEL SA564 GR 630, DWG ITEM #6, FOR | 1 | P | 48200 SE
BLA132V | AL | L-A-09-000-002 | 2 | PIN | PIN, TYPICAL, QA 3, PIN, PUMP; LOWER CASING FOOT, CARBON STEEL 1018, SAE 1018, ASTM A108. | 3 | P | 4320U SE
BLA670A | AL | L-A-09-000-002 | 1 | PIN | PIN, TYPICAL, QA 3, PIN, VALVE; EYE BOLT, FOR GATE VALVE, 2.5 IN, FIG 1503WE, S/N 47569 | 3 | P | 48200 SE
BLC500T | AL | M-A-16-000-002 | 6 | PIN | PIN, LOCK, QA 3, PIN, VALVE; STOP, GROOVE, STEEL, FOR CONTROL VALVE, MODEL 38-20761 | 3 | P | 48200 SE
BLC585B | AL | L-A-09-000-002 | 1582 | PIN | PIN, TYPICAL, QA 0, PIN, ; STAINLESS STEEL, SPIRAL, FOR CONDENSATE FILTER DEMINERALIZER | 0 | P | 4420B SE
BLD851B | AL | T-A-01-000-002 | 298 | PIN | PIN, LOCK, QA 3, PIN, SPRING; ROLL, CARBON STEEL, NO 9, COILED, STANDARD DUYT, 0.375 X | 3 | P | 5305J SE
BLD857Y | AL | T-A-01-000-002 | 302 | PIN | PIN, LOCK, QA 3, PIN, SPRING; CARBON STEEL, LENGTH 1.0 IN, SHAFT DIA .375 IN, ROLL, NO | 3 | P | 5305J SE
BLE875P | AL | M-A-16-000-002 | 4 | PIN | PIN, RETAINING, QA 3, PIN, VALVE; STAINLESS STELL, FOR 1/2 INCH ITT GRINNELL DIAPHRAGM | 3 | P | 48200 SE
BLM040A | AL | M-A-16-000-002 | 12 | PIN | PIN, TYPICAL, QA 3, PIN, VALVE; VALVE, STAINLESS STEEL 300 SERIES, DWG ITEM 48, SIZE .125 | 3 | P | 48200 SE
BLN810N | AL | L-A-09-000-002 | 4 | PIN | PIN, TYPICAL, QA 1, PIN, VALVE; SPIROL, PC 37, FOR SOLENOID VALVE, 3/4", MODEL 100, STYLE | 1 | B | 48200 SE
BLP121X | AL | L-A-03-000-002 | 4 | PIN | PIN, LOCK, QA 0, PIN, SPRING; DIAMETER: 00.500000 ( 1/2), LENGTH: 04.000000 ( 4) *** | 0 | P | 5305J SE
BLV774T | AL | M-A-16-000-002 | 6 | PIN | PIN, RETAINING, QA 3, PIN, VALVE; WORM GEAR TO SHAFT, SPRING, FOR MODEL 2KE KENNETH ELLIOT | 3 | P | 48200 SE
BMD102G | AL | L-A-03-000-002 | 29 | PIN | PIN, CLEVIS, QA 3, PIN, STRAIGHT,HEADED; CLEVIS, STEEL, ZINC PLATED, BRIGHT CROMATE FINSH | 3 | P | 5305J SE
BND444C | AL | T-A-01-000-002 | 2 | PIN | PIN, RETAINING, QA 3, PIN, VALVE; LOWER RING, FOR SAFETY RELIEF VALVE, SIZE 4 X 6 IN, SET AT | 3 | P | 48200 SE
BND445A | AL | T-A-01-000-002 | 1 | PIN | PIN, RETAINING, QA 3, PIN, VALVE; UPPER RING, FOR SAFETY RELIEF VALVE, SIZE 4 X 6 IN, SET AT | 3 | P | 48200 SE
BND558W | AL | M-A-16-000-002 | 21 | PIN | PIN, RETAINING, QA 1, PIN, VALVE; THRUST COLLAR, STAINLESS STEELTYPE 302, FOR BUTTERFLY | 1 | P | 48200 SE
BNE393X | AL | M-A-03-000-002 | 8 | PIN | PIN, TYPICAL, QA 0, PIN, ; TERMINATION, WBT-320, WBT- X1ELTE *** | 0 | P | 4470C SE
BPH144X | AL | L-A-09-000-002 | 3 | PIN | PIN, COTTER, QA 3, PIN, PUMP; COTTER, .062 IN DIA X 1.00 IN LONG, FOR HYDRAULIC TRIP | 3 | C | 4320U SE
BPL083Y | AL | T-A-01-000-002 | 3 | PIN | PIN, HINGE, QA 1, PIN, VALVE; PIVOT, FOR 4 IN CHECK VALVE, MODEL NO 421JBB1, S/N 28551 | 1 | C | 48200 SE
BPM653K | AL | M-A-03-000-002 | 1 | PIN | PIN, HINGE, QA 3, PIN, HINGE VALVE; FOR 3 INCH NIBCO SWING CHECK VALVE, FIG 908-W, ITEM | 3 | C | 48200 SE
BPM656D | AL | M-A-03-000-002 | 4 | PIN | PIN, RETAINING, QA 3, PIN, VALVE; BRASS, FOR NIBCO SWING CHECK VALVE, 3 IN, FIG 908-W, TVA | 3 | B | 48200 SE
BPN736A | AL | L-A-13-000-002 | 12 | PIN | PIN, TYPICAL, QA 3, PIN, ACTUATOR; CLUTCH ROLLER, FOR OPERATOR, SIZE SMB-00, DWG | 3 | C | 48200 SE
BPW876T | AL | L-A-03-000-002 | 575 | PIN | PIN, LOCK, QA 0, ROLL, 3/16 IN, 2 IN, STAINLESS STEEL, PIN, SPRING; MATERIAL: STAINLESS STEEL, DIAMETER: 00.187500 ( 3/16) | 0 | C | 5305J SE
BQL454Q | AL | T-A-01-000-002 | 1 | PIN | PIN, RETAINING, QA 1, VALVE, , THRUST COLLAR, NICKEL STAINLESS STEEL ALLOY, MATERIAL TY 302, | 1 | C | 48200 SE
BTQ518P | AL | L-A-03-000-002 | 1 | PIN | PIN, LOCK, QA 3, PIN, PUMP; DRIVE LOCK, 416 STAINLESS STEEL, HPFP JOCKEY PUMP, SERI AL | 3 | C | 4320U SE
BVL031R | AL | L-A-09-000-002 | 2 | PIN | PIN, HINGE, QA 1, PIN, VALVE; HINGE, L.H. ASSEMBLY, MATERIAL: ASTM A182 TY F316, REF. | 1 | C | 48200 SE
BVL032P | AL | L-A-09-000-002 | 2 | PIN | PIN, HINGE, QA 1, PIN, VALVE; HINGE, R.H. ASSEMBLY, MATERIAL: ASTM A182 TY F316, REF. | 1 | C | 48200 SE
BVP797P | AL | T-A-01-000-002 | 844 | PIN | PIN, CONNECTOR, QA 2, PIN, CONNECTOR; WIRE SIZE RANGE 28-24 AWG, CRIMP TYPE, BRASS WITH GOLD | 2 | B | 5935B SE
BVW655J | AL | P-A-LL-ET0-119 | 10 | PIN | PIN, TYPICAL, QA 3, PIN, REFUEL PLATFORM; GIMBAL EP REF 8, FOR SERVICE AND HANDLING SYSTEM | 3 | C | 4470C SE
BWL782E | AL | L-A-13-000-002 | 1 | PIN | PIN, RETAINING, QA 3, PIN, VALVE; WEDGE, PT 82-14, FOR ANCHOR/DARLING SUCTION VALVE, 28 X 24 | 3 | C | 48200 SE
BWL792B | AL | L-A-13-000-002 | 1 | PIN | PIN, RETAINING, QA 3, PIN, VALVE; WEDGE, PT 82-14, FOR ANCHOR/DARLING EQUALIZER VALVE, 22 X | 3 | C | 48200 SE
BWM241C | AL | L-A-13-000-002 | 7 | PIN | PIN, CLEVIS, QA 3, PIN, VALVE; STAINLESS STEEL, ASTM A276, TYPE 410, 0.25 DIA. X 01.50 IN | 3 | C | 48200 SE
BXC559L | AL | T-A-01-000-002 | 70 | PIN | PIN, LOCK, QA 3, SPRING, 1/2 IN, 2 IN, SS | 3 | C | 5305J SE
BXG227R | AL | M-A-01-000-002 | 8 | PIN | PIN, CLEVIS, QA 0, PIN, LIFTING RIG; IT 28,FOR LIFT, MODEL SLD-20812-12,20000 LB | 0 | C | 3950F SE
BXH773Q | AL | M-A-01-000-002 | 2 | PIN | PIN, RETAINING, QA 1, PIN, VALVE; TAPER,WAFER TO SHAFT,17-4PH,ASTM A-564 GR 630,FOR JAMES | 1 | C | 48200 SE
BXL438P | AL | L-A-09-000-002 | 85 | PIN | PIN, LOCK, QA 3, PIN, SPRING; MATERIAL: CARBON STEEL, DIAMETER: 00.250000 ( 1/4) | 3 | C | 5305J SE
BXN283G | AL | L-A-09-000-002 | 1 | PIN | PIN, LOAD, QA 0, PIN, CONNECTOR; LINK *** | 0 | C | 5935B SE
BXN373F | AL | M-A-03-000-002 | 1 | PIN | PIN, TYPICAL, QA 1, PIN, VALVE; TARGET ROCK P/N 102865-2 *** | 1 | B | 48200 SE
BXR539P | AL | L-A-09-000-002 | 805 | PIN | PIN, LOCK, QA 3, PIN, VALVE; GROOVED, DRIV-LOK, TYPE D, SIZE: 1/2" LONG X .1875 (3/16") | 3 | C | 48200 SE
CAC888F | AL | L-A-09-000-002 | 80 | PIN | PIN, CONNECTOR, QA 3, PIN, CONNECTOR; ELECTRICAL, MALE, FOR 18 AWG WIRE SIZE *** | 3 | B | 5935B SE
CAL657R | AL | L-A-03-000-002 | 6 | PIN | PIN, RETAINING, QA 3, DOWEL, DIESEL ENGINE; F/IDLER GEAR STUBSHAFT BRACKET, F/GENERAL MOTORS | 3 | C | 2910O SE
CAM440R | AL | L-A-13-000-002 | 1 | PIN | PIN, LOCK, QA 3, PIN, ACTUATOR; ROLL, CARBON STEEL, REF 122, FOR DRIVE LINKAGE, ON | 3 | C | 48200 SE
CAY794V | AL | M-A-06-000-002 | 2 | PIN | PIN, RETAINING, QA 1, STEM/DISC, POSISEAL WAFER BUTTERFLY VALVE, SA-564 GR. 630 COND. H1100, 17-4 PH, FOR A 6", 150 PSIG, TYPE 1144, | 1 | C | 48200 SE
CBD749J | AL | L-A-09-000-002 | 1 | PIN | PIN, TYPICAL, QA 0, PIN, ACTUATOR; STEEL, REFERENCE DWG NO. CV5518, FIGURE 4. *** | 0 | C | 48200 SE
CBP641K | AL | L-A-09-000-002 | 188 | PIN | PIN, LOCK, QA 3, PIN, SPRING; 7/32" DIAMETER X 1-1/8" LONG, STEEL, FOR EMERGENCY FIRE | 3 | B | 4730P SE
CDC538Q | AL | L-A-09-000-002 | 6 | PIN | PIN, TYPICAL, QA 1, VALVE, SS, HINGE; FOR TILTING DISK CHECK VALVE, CRANE MODEL 123A | 1 | C | 5120M SE
CDH484V | AC | - - - - | 2 | PIN | PIN, HINGE, QA 1, PIN, VALVE; SWING CHECK, SIZE: 6 INCH, HINGE PIN, P/N: 041, A/D DWG | 1 | C | 48200 SE
CDL267L | AC | - - - - | 4 | PIN | PIN, LOCK, QA 1, PIN, SPRING; 1/8" X 0.625", AISI 420, IN ACCORDANCE WITH ANSI B18.8. 2 | 1 | C | 5305J SE
CEJ893Y | AL | L-A-03-000-002 | 3 | PIN | PIN, TYPICAL, QA 0, VALVE, PIN, *TYPICAL; TYPE: VALVE/PLUG/STEM *** PIN FOR VALVE STEM TO PLUG | 0 | C | 48200 SE
CEJ895T | AL | L-A-03-000-002 | 3 | PIN | PIN, TYPICAL, QA 0, VALVE, FOR VALVE STEM TO PLUG | 0 | C | 48200 SE
CEY140Y | AL | L-A-13-000-002 | 11 | PIN | PIN, TYPICAL, QA 3, PIN, *TYPICAL; TYPE: ALIGNING *** SPIRAL, STAINLESS STEEL, ALIGNMENT | 3 | C | 48200 SE
CFB789P | AL | L-A-09-000-002 | 5 | PIN | PIN, TYPICAL, QA 3, PIN, *TYPICAL *** NAME PLATE STOP PIN, MATERIAL: CARBON STEEL, PLATED | 3 | C | 48104 SE
CFD306X | AL | L-A-09-000-002 | 2 | PIN | PIN, TYPICAL, QA 1, ROLL, FOR USE WITH 52STA SWITCH MECHANISM FOR SIEMENS VERTICAL LIFT BREAKERS | 1 | B | 5925B SE
CFY623Q | AL | P-A-LL-ET0-019 | 7 | PIN | PIN, TYPICAL, QA 1, PIN, *TYPICAL *** TAPERED LOAD PIN, NOMINAL DIAMETER: 1 1/2 INCH | 1 | C | 3040D SE
AAC118G | AL | A-A-01-000-001 | 11 | PIPE | PIPE, SEAMLESS, ELBOW, PIPE; 90 DEG STANDARD RADIUS, CLASS 6000, CARBON STEEL ASME SA | 1 | P | 4730P SE
AAC591M | AL | 1-B-10-000-001 | 1 | PIPE | PIPE, SEAMLESS, QA 1, CLASS 2, 2 IN, SS, RANDOM, 160, PLAIN, ASME SA376 TP 304, STANDARD MILL FINISH, B36.10M | 1 | D | 4710Z SE
AAC591M | AL | 1-A-03-000-001 | 4 | PIPE | PIPE, SEAMLESS, QA 1, CLASS 2, 2 IN, SS, RANDOM, 160, PLAIN, ASME SA376 TP 304, STANDARD MILL FINISH, B36.10M | 1 | D | 4710Z SE
ACG128C | AL | 9-A-01-003-001 | 24 | PIPE | PIPE, SEAMLESS, QA 0, 3/4 IN, SS, RANDOM, 40S, PLAIN, ASTM A312 TP 304, STANDARD MILL FINISH | 0 | C | 4710Z SE
AKG423Y | AL | 9-A-01-003-001 | 21 | PIPE | PIPE, SEAMLESS, QA 0, 12 IN (1 FT), CS, RANDOM, EXTRA STRONG, BUTTWELD, ASTM A53 GR B, BLACK | 0 | C | 4710Z SE
AMG735Y | AL | A-A-01-000-001 | 58 | PIPE | PIPE, SEAMLESS, QA 1, CLASS 2, PIPE, METALLIC; NOMINAL DIAMETER: 01.000 IN ( 1), SCHEDULE: 40, | 1 | C | 4710Z SE
AND946T | AL | D-A-02-102-006 | 13 | PIPE | PIPE, TYPICAL, QA 0, PIPE, FIRE PROTECTION; DISCHARGE, MODEL H HORN, FOR MODEL R-51 FIRE | 0 |  | 4210N SE
BHD479P | AL | D-A-32-104-001 | 9 | PIPE | PIPE, TYPICAL, QA 1, PIPE, METALLIC; PILOT, EXHAUST, CARBON STEEL ASTM A120, FOR CONTROL | 1 | P | 48200 SE
BJC224Q | AL | D-A-34-301-000 | 400 | PIPE | PIPE, TYPICAL, QA 0, 3/4 IN, RANDOM, PLASTIC, 40, PLAIN, *** | 0 |  | 4710Z SE
BJL995T | AL | D-A-34-301-000 | 400 | PIPE | PIPE, TYPICAL, QA 0, 3/4 IN, PLASTIC, PLAIN, ASTM D 2239, *** | 0 |  | 4710Z SE
BNG852D | AL | 1-A-25-129-001 | 2 | PIPE | PIPE, TYPICAL, QA 0, 1.0 IN, 56.0 IN, CAST IRON, BLACK, *** | 0 | P | 4710Z SE
BYL078C | AL | A-A-01-000-001 | 60 | PIPE | PIPE, SEAMLESS, QA 3, PIPE, METALLIC; NOMINAL DIAMETER: 00.500 IN ( 1/2), SCHEDULE: SCHEDULE | 3 | C | 4710Z SE
BYM219Q | AL | A-A-01-000-001 | 1 | PIPE | PIPE, TYPICAL, QA 3, PIPE, PUMP; DISCHARGE, FOR VORTEX PUMP MODEL 5K1450264746 S/N 28731-2 | 3 | C | 4320U SE
CBQ316R | AL | A-A-01-000-001 | 204 | PIPE | PIPE, SEAMLESS, QA 3, 10 IN, ALLOY STEEL, RANDOM, 40, PLAIN, ASTM A335 GR P22, STANDARD MILL FINISH, B36.10M | 3 | D | 4710Z SE
CDG090Q | AL | A-A-01-000-001 | 20 | PIPE | PIPE, SEAMLESS, QA 3, PIPE, METALLIC; NOMINAL DIAMETER: 10.000 IN ( 10), SCHEDULE: SCHEDULE | 3 | D | 4710Z SE
CDG097Y | AL | A-A-01-000-001 | 20 | PIPE | PIPE, SEAMLESS, QA 3, PIPE, METALLIC; NOMINAL DIAMETER: 12.000 IN ( 12), SCHEDULE: STD | 3 | D | 4710Z SE
CDG099T | AL | A-A-01-000-001 | 20 | PIPE | PIPE, SEAMLESS, QA 3, PIPE, METALLIC; NOMINAL DIAMETER: 14.000 IN ( 14), SCHEDULE: SCHEDULE | 3 | D | 4710Z SE
CDG100T | AL | A-A-01-000-001 | 20 | PIPE | PIPE, SEAMLESS, QA 3, PIPE, METALLIC; NOMINAL DIAMETER: 14.000 IN ( 14), SCHEDULE: STD | 3 | D | 4710Z SE
CDG102B | AL | A-A-01-000-001 | 7 | PIPE | PIPE, SEAMLESS, QA 3, PIPE, METALLIC; NOMINAL DIAMETER: 16.000 IN ( 16), SCHEDULE: SCHEDULE | 3 | D | 4710Z SE
CDG108Y | AL | A-A-01-000-001 | 20 | PIPE | PIPE, SEAMLESS, QA 3, PIPE, METALLIC; NOMINAL DIAMETER: 16.000 IN ( 16), SCHEDULE: STD | 3 | D | 4710Z SE
CDG109W | AL | A-A-01-000-001 | 20 | PIPE | PIPE, SEAMLESS, QA 3, PIPE, METALLIC; NOMINAL DIAMETER: 18.000 IN ( 18), SCHEDULE: STD | 3 | D | 4710Z SE
CDG110N | AL | A-A-01-000-001 | 20 | PIPE | PIPE, SEAMLESS, QA 3, PIPE, METALLIC; NOMINAL DIAMETER: 20.000 IN ( 20), SCHEDULE: SCHEDULE | 3 | D | 4710Z SE
CDG117W | AL | A-A-01-000-001 | 26 | PIPE | PIPE, SEAMLESS, QA 3, PIPE, METALLIC; NOMINAL DIAMETER: 20.000 IN ( 20), SCHEDULE: SCHEDULE | 3 | D | 4710Z SE
CDG118T | AL | A-A-01-000-001 | 21 | PIPE | PIPE, SEAMLESS, QA 3, PIPE, METALLIC; NOMINAL DIAMETER: 20.000 IN ( 20), SCHEDULE: STD | 3 | D | 4710Z SE
CDG119Q | AL | A-A-01-000-001 | 20 | PIPE | PIPE, WELDED, QA 3, PIPE, METALLIC; NOMINAL DIAMETER: 24.000 IN ( 24), SCHEDULE: SCHEDULE | 3 | D | 4710Z SE
CDG120K | AL | A-A-01-000-001 | 23 | PIPE | PIPE, SEAMLESS, QA 3, PIPE, METALLIC; NOMINAL DIAMETER: 24.000 IN ( 24), SCHEDULE: SCHEDULE | 3 | D | 4710Z SE
CDG125X | AL | A-A-01-000-001 | 20 | PIPE | PIPE, WELDED, QA 3, PIPE, METALLIC; NOMINAL DIAMETER: 24.000 IN ( 24), SCHEDULE: STD | 3 | D | 4710Z SE
CDG126V | AL | A-A-01-000-001 | 20 | PIPE | PIPE, WELDED, QA 3, PIPE, METALLIC; NOMINAL DIAMETER: 28.000 IN ( 28), SCHEDULE: STD | 3 | D | 4710Z SE
CDG127R | AL | A-A-01-000-001 | 20 | PIPE | PIPE, WELDED, QA 3, PIPE, METALLIC; NOMINAL DIAMETER: 32.000 IN ( 32), SCHEDULE: SPECIAL | 3 | D | 4710Z SE
CFC463H | AL | F-B-02-101-000 | 1 | PIPE | PIPE, TYPICAL, QA 0, 4 IN, CARBON STEEL, 40, FLANGED, ASTM A53 GR A TP S, *** SPOOL, POLYPROPYLENE LINED, 300 LB DUCTILE IRON LAP JOINT FLAN | 0 | C | 4710Z SE
CKG401V | AC | - - - - | 40 | PIPE | PIPE, WELDED, QA 3, 36 IN (3 FT), 0.500 IN, CHROME MOLY STEEL, RANDOM, PLAIN, ASTM A691 GR 2-1/4CR CL 42, STANDARD MILL FINISH, SCHEDULE XS | 3 | C | 4710Z SE
AXQ397X | AL | M-A-04-000-002 | 3 | PIPE | PIPE, TYPICAL, QA 0, PIPE ASSY, ; STEEL, FLEXIBLE, C/C 6120, WITH 1 IN RADIAL DEFLECTION | 0 | P | 5950N SE
BEY290J | AL | M-A-01-000-002 | 1 | PIPE | PIPE, TYPICAL, QA 0, FIRE HOSE; CHROME FINISH, 2.50 IN HOSE END TO 1.50 | 0 | P | 4210N SE
BRD606T | AC | - - - - | 20 | PIPE | PIPE, SEAMLESS, QA 1, PIPE, METALLIC; NOMINAL DIAMETER: 01.000 IN ( 1), SCHEDULE: 40 | 1 | D | 4710Z SE
BTM386X | AL | L-A-13-000-002 | 1 | PIPE | PIPE, SEAMLESS, QA 1, CLASS 1, 1 IN, SS, RANDOM, 160, PLAIN, ASME SA376 TP 304, STANDARD MILL FINISH, B36.10M | 1 | D | 4710Z SE
ANV020C | AL | A-A-01-000-001 | 5 | PIPET | PIPET, TUBING, QA 0, 5.0 ML, PYREX, *** TRANSFER | 0 | P | 6630D SE
AAV138W | AL | L-A-09-000-002 | 2 | PIPET | PIPET, TUBING, QA 0, PIPET, MEASURING; POLYPROPYLENE, PLUNGER TYPE, CALIBRATED, EPPENDORF | 0 | P | 6630D SE
BCW494D | AL | L-A-09-000-002 | 2 | PIPET | PIPET, TUBING, QA 0, POLYTHYLENE, *** BELLOW-ACTION BULB, 1.5 M.L | 0 | P | 6630D SE
ADV935F | AL | A-A-01-000-001 | 3 | PIPETTE | PIPETTE, LABORATORY, QA 0, PIPETTE, ; EPPENDORF, STANDARD, FIXED VOLUME, 1000 MICROLITER *** | 0 | P | 6630D SE
AEV733M | AL | A-A-01-000-001 | 1 | PIPETTE | PIPETTE, LABORATORY, QA 0, PIPET, MEASURING; 025.000 MICROLITER *** | 0 | P | 6630D SE
AEV833H | AL | A-A-01-000-001 | 3 | PIPETTE | PIPETTE, LABORATORY, QA 0, PIPET, MEASURING; 500.000 MICROLITER *** | 0 | P | 6630D SE
AGV434K | AL | A-A-01-000-001 | 4 | PIPETTE | PIPETTE, LABORATORY, QA 0, PIPET, VOLUMETRIC; CALIBRATED, 3 MILLILITER TEMPERED ENDS, CLASS A | 0 | P | 6630D SE
AGV838T | AL | A-A-01-000-001 | 7 | PIPETTE | PIPETTE, LABORATORY, QA 0, VOLUMETRIC, KIMAX, 10 ML, PIPET, VOLUMETRIC; KIMAX, 10 ML, TYPE 1, CLASS A,UNSERIALIZED, *** | 0 | P | 6630D SE
AHV730L | AL | A-A-01-000-001 | 9 | PIPETTE | PIPETTE, LABORATORY, QA 0, PIPET, VOLUMETRIC; 005.000 MILLILITERS, TYPE I, CLASS A, COLOR CODED | 0 | P | 6630D SE
AMV329H | AL | A-A-01-000-001 | 1 | PIPETTE | PIPETTE, LABORATORY, QA 0, PIPET, VOLUMETRIC; CLASS A, SERIALIZED, COLOR CODED, STYLE 37010, 5 ML | 0 | P | 6630D SE
AMV426K | AL | A-A-01-000-001 | 2 | PIPETTE | PIPETTE, LABORATORY, QA 0, PIPET, VOLUMETRIC; TYPE I, CLASS A, 001.000 MILLILITER, COLOR CODED | 0 | P | 6630D SE
ARD563Q | AL | A-A-01-000-001 | 1 | PIPETTE | PIPETTE, LABORATORY, QA 0, PIPET, MEASURING; SET,CONSISTS OF PART NUMBERS P-43508 AND P-43509,FOR | 0 | P | 6630D SE
ARN284E | AL | A-A-01-000-001 | 4 | PIPETTE | PIPETTE, LABORATORY, QA 0, PIPET, VOLUMETRIC; 002.000 MILLILITER *** | 0 | P | 6630D SE
ARQ170Y | AL | A-A-01-000-001 | 1 | PIPETTE | PIPETTE, LABORATORY, QA 0, PIPET, MEASURING; PUSH-BUTTON, EPPENDORF, P/N 3190, 20 UL *** | 0 | C | 6630D SE
ARQ171H | AL | A-A-01-000-001 | 2 | PIPETTE | PIPETTE, LABORATORY, QA 0, PIPET, MEASURING; PUSHBUTTON, 200.000 MILLILITEREPPENDORF *** | 0 | P | 6630D SE
ARR279P | AL | A-A-01-000-001 | 15 | PIPETTE | PIPETTE, LABORATORY, QA 0, VOLUMETRIC, GLASS, 0.5 ML, PIPET, VOLUMETRIC; GLASS, 000.500 MILLILITERS, CLASS A, COLOR-CODED | 0 | P | 6630D SE
ARR549L | AL | A-A-01-000-001 | 6 | PIPETTE | PIPETTE, LABORATORY, QA 0, VOLUMETRIC, GLASS, 4 ML, PIPET, VOLUMETRIC; GLASS, CLASS A, COLOR CODED, TEMPERED TIP, SIZE 4 | 0 | P | 6630D SE
ARX032W | AL | A-A-01-000-001 | 4 | PIPETTE | PIPETTE, LABORATORY, QA 0, PIPET, VOLUMETRIC; CLASS A, SERIALIZED, COLOR CODED, STYLE 37010 | 0 | P | 6630D SE
ARX033T | AL | A-A-01-000-001 | 2 | PIPETTE | PIPETTE, LABORATORY, QA 0, PIPET, VOLUMETRIC; CLASS A, SERIALIZED, COLOR CODED, STYLE 37010 | 0 | P | 6630D SE
ARX034Q | AL | A-A-01-000-001 | 6 | PIPETTE | PIPETTE, LABORATORY, QA 0, PIPET, VOLUMETRIC; CLASS A, SERIALIZED, COLOR CODED, STYLE 37010 | 0 | P | 6630D SE
AVT820T | AL | A-A-01-000-001 | 4 | PIPETTE | PIPETTE, LABORATORY, QA 0, PIPET, MEASURING; DIGITAL, 10-100 MICROLITER, EPPENDORF BRAND *** | 0 | C | 6630D SE
BAM968A | AL | A-A-01-000-001 | 2 | PIPETTE | PIPETTE, LABORATORY, QA 0, VOLUMETRIC, KIMAX, 100 ML, PIPET, VOLUMETRIC; 100 ML, KIMAX, COLOR CODED, TEMPERED TIP, TYPE 1 | 0 | P | 6630D SE
BEV579X | AL | A-A-01-000-001 | 10 | PIPETTE | PIPETTE, LABORATORY, QA 0, PIPET, DROPPING; RUBBER, BLACK, FILLER TYPE, W/THREE BALL VALVES | 0 | P | 6630D SE
ADV134J | AL | L-A-09-000-002 | 6 | PIPETTE | PIPETTE, LABORATORY, QA 0, PIPET, AUTOMATIC; DISPENSING, AUTOMATIC, 1 MILLILITER *** | 0 | P | 6630D SE
ADV334A | AL | L-A-09-000-002 | 7 | PIPETTE | PIPETTE, LABORATORY, QA 0, PIPET, AUTOMATIC; DISPENSING, AUTOMATIC, 5 ML *** | 0 | P | 6630D SE
ADV732X | AL | L-A-09-000-002 | 6 | PIPETTE | PIPETTE, LABORATORY, QA 0, PIPETTE, ; AUTOMATIC, 002.000 MILLILITER *** | 0 | P | 6630D SE
ARX026P | AL | T-A-01-000-002 | 12 | PIPETTE | PIPETTE, LABORATORY, QA 0, PIPET, VOLUMETRIC; CLASS A, SERIALIZED, COLOR CODED, STYLE 37010 | 0 | P | 6630D SE
AMD438L | AL | D-A-32-104-001 | 3 | PISTON | PISTON, MECHANICAL, QA 0, PISTON, COMPRESSOR; C/W RINGS RNG37 *** | 0 | C | 4310I SE
ANF157C | AL | 5-B-01-301-000 | 6 | PISTON | PISTON, MECHANICAL, QA 0, DAMPER OPERATOR; FOR DAMPER OPERATOR, MODEL HA-133-300, DWG | 0 | C | 4410C SE
ATR114J | AL | A-A-01-000-001 | 1 | PISTON | PISTON, MECHANICAL, QA 0, PISTON, VALVE; STAINLESS STEEL, TYPE 410, REF10, FOR 005.000 IN | 0 | P | 48200 SE
ATR116E | AL | A-A-01-000-001 | 1 | PISTON | PISTON, MECHANICAL, QA 0, PISTON, VALVE; REF 10, FOR 003.000 IN PRESSURE REGULATOR VALVE, TYPE | 0 | P | 48200 SE
ATW964J | AL | A-A-01-000-001 | 1 | PISTON | PISTON, MECHANICAL, QA 0, PISTON, VALVE; STEEL, FOR 001.000 IN, FIG 12C2-316 CHECK VALVE, 3000 | 0 | P | 48200 SE
ATW965G | AL | A-A-01-000-001 | 1 | PISTON | PISTON, MECHANICAL, QA 0, PISTON, VALVE; STEEL, COLMONY 4, FOR 002.000 IN, ANSI 1500 PSI, CHECK | 0 | P | 48200 SE
ATW966E | AL | A-A-01-000-001 | 1 | PISTON | PISTON, MECHANICAL, QA 0, PISTON, VALVE; STEEL, FOR 002.000 IN, CHECK VALVE, FIG 12C2-316 *** | 0 | P | 48200 SE
AVP137A | AL | D-B-16-000-001 | 60 | PISTON | PISTON, MECHANICAL, QA 0, PISTON, COMPRESSOR; C/O CONNECTING ROD,P/N 595C016G01,PISTON,P/N | 0 | P | 4310I SE
AWN728H | AL | A-A-01-000-001 | 2 | PISTON | PISTON, MECHANICAL, QA 0, PISTON ASSY, VALVE; STEEL, FOR PNEUMATIC ACTUATOR,MOD R70-80, ON | 0 | P | 48200 SE
AWN729F | AL | A-A-01-000-001 | 1 | PISTON | PISTON, MECHANICAL, QA 0, PISTON ASSY, VALVE; STEEL,W/ROLLER, FOR PNEUMATIC ACTUATOR, MODEL | 0 | P | 48200 SE
AWN730A | AL | A-A-01-000-001 | 1 | PISTON | PISTON, MECHANICAL, QA 0, PISTON ASSY, VALVE; STEEL, W/ROLLER, FOR PNEUMATICACTUATOR, MOD R960C | 0 | P | 48200 SE
AWN731W | AL | A-A-01-000-001 | 1 | PISTON | PISTON, MECHANICAL, QA 0, PISTON ASSY, VALVE; STEEL, W/ROLLER, FOR PNEUMATICACTUATOR, MOD | 0 | P | 48200 SE
AXN012E | AL | D-A-14-000-001 | 1 | PISTON | PISTON, MECHANICAL, QA 0, PISTON, ; DWG 509E404AB, FOR REACTOR FEED PUMP TURBINE, S/N'S 122593 | 0 | P | 2825G SE
BBN384R | AL | E-A-16-C05-C01 | 5 | PISTON | PISTON, MECHANICAL, QA 0, PISTON, CIRCUIT BREAKER; FOR MASTER CONTROL UNIT, ON GENERATOR | 0 | C | 5925B SE
BDN714J | AL | A-A-01-000-001 | 1 | PISTON | PISTON, MECHANICAL, QA 0, PISTON ASSY, VALVE; BRASS, FOR CASH REGULATING FLUID PRESSURE VALVE | 0 | P | 48200 SE
BPW751F | AL | E-A-16-C06-A01 | 9 | PISTON | PISTON, MECHANICAL, QA 0, PISTON, CIRCUIT BREAKER; PISTON, FOR POWER CIRCUIT BREAKER, TYPE | 0 | C | 5925B SE
BRE461L | AL | E-A-16-C05-E01 | 12 | PISTON | PISTON, MECHANICAL, QA 0, PISTON, CIRCUIT BREAKER; FOR POWER CIRCUIT BREAKER, TYPE DR36SC1750D | 0 | C | 5925B SE
BRE514R | AL | E-A-16-C06-D01 | 1 | PISTON | PISTON, MECHANICAL, QA 0, PISTON ASSY, CIRCUIT BREAKER; FOR POWER CIRCUIT BREAKER, TYPE | 0 | C | 5925B SE
BRE514R | AL | E-A-16-C06-C01 | 14 | PISTON | PISTON, MECHANICAL, QA 0, PISTON ASSY, CIRCUIT BREAKER; FOR POWER CIRCUIT BREAKER, TYPE | 0 | C | 5925B SE
BXN171V | AL | A-A-01-000-001 | 3 | PISTON | PISTON, MECHANICAL, QA 3, PISTON ASSY, CIRCUIT BREAKER; TUBE ASSY,FOR 3000 & 3750 AMP, G.E. | 3 | B | 5925B SE
BYF605K | AC | - - - - | 2 | PISTON | PISTON, MECHANICAL, QA 1, PISTON, *TYPICAL *** ACTUATOR, ITEM 2-30 ON DWG. 65590, FOR G H BETTIS | 1 | C | 48200 SE
AEJ423K | AL | L-A-09-000-002 | 1 | PISTON | PISTON, MECHANICAL, QA 0, PISTON, VALVE; FOR HYDROLINE MFG CO OPERATOR, DWG 808-174-3B-C, ON | 0 | P | 48200 SE
AEW869N | AL | L-A-09-000-002 | 1 | PISTON | PISTON, MECHANICAL, QA 0, PISTON/CYL ASSY, ; 000.100 AREA, FOR DEAD WEIGHT TESTER, MODEL TQ50 | 0 | P | 6695D SE
ANG473W | AL | L-A-13-000-002 | 2 | PISTON | PISTON, MECHANICAL, QA 1, PISTON ASSY, CYLINDER; COMPLETE WITH PISTON ROD, PISTON, LOCK PIN OR | 1 | P | 4710Y SE
ARC970V | AL | L-A-03-000-002 | 1 | PISTON | PISTON, MECHANICAL, QA 0, PISTON, COMPRESSOR; STEEL,FOR TRANE AIR COMPRESSORMODEL | 0 | P | 4310I SE
AWW388G | AL | M-A-16-000-002 | 1 | PISTON | PISTON, MECHANICAL, QA 1, PISTON, VALVE; STEEL, THREADED, FOR 000.750 IN, 015.000 PSIG, SAFETY | 1 | P | 48200 SE
AYK736M | AL | M-A-16-000-002 | 10 | PISTON | PISTON, MECHANICAL, QA 0, PISTON ASSY, ; AIR MOTOR, COMPLETE WITH RING,FOR INGERSOLL RAND AIR | 0 | P | 2910O SE
BAP022L | AL | L-A-09-000-002 | 1 | PISTON | PISTON, MECHANICAL, QA 0, PISTON, LINEAR ACTUATING CYL; ALUMINUM, 4.5 IN DIA WITH TWO RING | 0 | P | 3040D SE
BAR441Y | AL | L-A-13-000-002 | 1 | PISTON | PISTON, MECHANICAL, QA 0, PISTON, LINEAR ACTUATING CYL; STEEL, FOR AIR CYLINDER, SERIES B | 0 | P | 3040D SE
BHT611F | AL | L-A-09-000-002 | 2 | PISTON | PISTON, MECHANICAL, QA 0, PUMP, 7/16 IN, 5-5/16 IN, ALLOY STEEL, PISTON, PUMP; OUTER, ALLOY STEEL, 5.312 IN OD, 0.4375 IN THREADED HOLE | 0 | P | 4320U SE
BHX541T | AL | L-A-09-000-002 | 1 | PISTON | PISTON, MECHANICAL, QA 0, PUMP, 1/2 IN, 3-1/4 IN, CARBON STEEL, PISTON, PUMP; OUTER, CARBON STEEL, 3.25 IN DIA, WITH HEX CAP AND 0.5 | 0 | P | 4320U SE
BJN437K | AL | L-A-13-000-002 | 1 | PISTON | PISTON, MECHANICAL, QA 0, SECOND STAGE, 2-5/8 IN, 10 IN, 6 IN, PISTON, COMPRESSOR; SECOND STAGE, 10 OD X 6 IN LG,WITH 2.625 IN HOLE | 0 | P | 4310I SE
BLD613V | AL | L-A-09-000-002 | 1 | PISTON | PISTON, MECHANICAL, QA 0, PISTON, COMPRESSOR; LOW PRESSURE, FOR AIR COMPRESSOR *** | 0 | P | 4310I SE
BLD614R | AL | L-A-09-000-002 | 3 | PISTON | PISTON, MECHANICAL, QA 0, PISTON, COMPRESSOR; HIGH PRESSURE, FOR AIR COMPRESSOR *** | 0 | P | 4310I SE
BLL391F | AL | L-A-04-000-002 | 2 | PISTON | PISTON, MECHANICAL, QA 0, PISTON, PUMP; YOKE HOLDING, FOR VICKERS 1-B EHC PUMP *** | 0 | C | 4320U SE
BLP591P | AL | L-A-04-000-002 | 1 | PISTON | PISTON, MECHANICAL, QA 0, PISTON, PUMP; STAINLESS STEEL, STROCKING, FOR 1-B END PUMP *** | 0 | C | 4320U SE
BMD661A | AL | L-A-09-000-002 | 5 | PISTON | PISTON, MECHANICAL, QA 0, PISTON, ; 1.25 IN, FOR HYPOCHLORITE SYSTEM. *** | 0 | P | 6630D SE
BWG201K | AL | L-A-05-000-002 | 2 | PISTON | PISTON, MECHANICAL, QA 3, PISTON, LINEAR ACTUATING CYL; BRONZE PISTON, FOR SHEFFER AIR CYLINDER | 3 | C | 3040D SE
BWL076W | AL | M-A-01-000-002 | 1 | PISTON | PISTON, MECHANICAL, QA 3, PISTON ASSY, ACTUATOR; FOR BETTIS ACTUATOR CB315SR80 *** | 3 | B | 48200 SE
CAC945X | AL | L-A-09-000-002 | 1 | PISTON | PISTON, MECHANICAL, QA 0, PISTON, VALVE; MODEL 15840-WP, S/N 255363, FOR ATKOMATIC VALVE. *** | 0 | B | 48200 SE
CFV809T | AC | - - - - | 3 | PISTON | PISTON, MECHANICAL, QA 1, CYLINDER, *** LINEAR ACTUATING CYLINDER: LESS PISTON ROD, LOCK PIN, PISTON RING | 1 | C | 4710Y SE
BDG428J | AL | A-A-01-000-001 | 4 | PIVOT | PIVOT, TYPICAL, QA 0, PIVOT ASSY, DOOR CLOSURE; ARM AND SPRING, W/RED AND BLACK, WHITE WIRE | 0 | P | 7021A SE
BXQ750C | AL | L-A-13-000-002 | 4 | PIVOT | PIVOT, TYPICAL, QA 0, PIVOT, RECORDER; POST, FOR GE RECORDER, MODEL 8HG1A021041, TYP S/N | 0 | B | 6695D SE
ACV833X | AL | A-A-01-000-001 | 5 | PLANCHET | PLANCHET, TYPICAL, QA 0, PLANCHET, METALLIC; ALUMINUM, 002.000 IN DIA X 000.125 IN THICK, 100 | 0 | P | 6630D SE
AYH844W | AL | A-A-01-000-001 | 699 | PLANCHET | PLANCHET, TYPICAL, QA 0, PLANCHET, ; STAINLESS STEEL, 2 DIA X 0.312IN DEEP *** | 0 | P | 6630D SE
AHK965N | AL | D-A-02-102-003 | 3 | PLATE | PLATE, TYPICAL, QA 0, KICKPLATE, DOOR; ELECTRIC, US 260 24 VAC *** | 0 |  | 4710Y SE
AKH456A | AC | - - - - | 10 | PLATE | PLATE, TYPICAL, QA 0, PLATE, VALVE; CAPSULE, FOR CONOFLOW REVERSAL VALVE POSITIONER, MODEL | 0 | P | 48200 SE
ANT066D | AL | D-A-12-202-003 | 14 | PLATE | PLATE, TYPICAL, QA 0, FACE, PLEXIGLASS, FACEPLATE ASSY, ; PLEXIGLASS, FOR CRAFTSWELD EQUIPMENT CORP GENERAL | 0 |  | 6210P SE
ATW089X | AL | A-A-01-000-001 | 1 | PLATE | PLATE, BACK, QA 0, BACKPLATE, ; HASTELLOY C, FOR PUMP, MODEL R5P1-3101CV56, PEDESTAL | 0 | P | 4320U SE
BAV136R | AL | A-A-01-000-001 | 2 | PLATE | PLATE, LEVELING, QA 0, PLATE, PUMP; STEEL, LEVELING, 12 PER SET, REF 653, ITEM 25, FOR | 0 | P | 4320U SE
BBJ806F | AL | A-A-01-000-001 | 2 | PLATE | PLATE, TYPICAL, QA 0, PLATE,BACKING,BRAKE, ; MAGNETIC LOAD, FOR WIRE ROPE HOIST, CAT NO | 0 | P | 3950F SE
BEX432J | AL | D-B-16-000-001 | 2 | PLATE | PLATE, TYPICAL, QA 0, STACK, VALVE; PLATE, METALLIC, FOR GLOBE VALVE, 8 IN, ANSI CLASS 600 | 0 | P | 48200 SE
BFV865N | AL | A-A-01-000-001 | 14 | PLATE | PLATE, TYPICAL, QA 3, PLATE,RECORD,ACCELER, ; SET OF THREE, FOR ACCELEROMETER, ELEC | 3 | P | 6695D SE
BHG982Y | AL | A-A-01-000-001 | 1 | PLATE | PLATE, TYPICAL, QA 3, ACTUATOR, , SPRING CARTRIDGE, CAP, REF 71, FOR VALVE TYPE SMB-1 OPERATOR | 3 | C | 48200 SE
BKB531E | AL | A-A-01-000-001 | 3 | PLATE | PLATE, TYPICAL, QA 2, VACUUM PUMP; DRIVE END, REF 2, GRAY IRON, ASTM A-159, FOR | 2 | P | 4310I SE
BKN578T | AL | A-A-01-000-001 | 3 | PLATE | PLATE, TYPICAL, QA 0, PLATE, PUMP; SIDE, REF 1212, FOR PUMP, TYPEGRM-2-1/2,PARTS LIST | 0 | P | 4320U SE
BME049A | AL | 1-B-03-072-001 | 1 | PLATE | PLATE, TYPICAL, QA 0, PLATE, ; MTG, SEISMIC, 1WA72DD, 2-8143,WBT-220, WBT-ASVANS *** | 0 | P | 5975B SE
BME110N | AL | 1-B-03-072-001 | 1 | PLATE | PLATE, TYPICAL, QA 0, PLATE, ; MTG, SEISMIC, 1IA88RD, 2-8876C, WBT-220, WBT-ASVANS *** | 0 | P | 5975B SE
BME129M | AL | 1-B-03-072-001 | 1 | PLATE | PLATE, TYPICAL, QA 0, PLATE, ; MTG, SEISMIC, 3/4IA78RD, 2-8843, WBT-220, WBT-ASVANS *** | 0 | P | 5975B SE
BME166F | AL | 1-B-03-072-001 | 1 | PLATE | PLATE, TYPICAL, QA 0, PLATE, ; MTG, SEISMIC, 3/4IA78RD, 2-8879B, WBT-220, WBT-ASVANS *** | 0 | P | 5975B SE
BMY789P | AL | 1-B-03-072-001 | 5 | PLATE | PLATE, TYPICAL, QA 0, PLATE, ; JACKSCREW PLATE, WAT-42,WAT- RCR1R1 *** | 0 | P | 5975B SE
BRX319A | AC | - - - - | 1 | PLATE | PLATE, TYPICAL, QA 0, DISTRIBUTING, GALVANIZED STEEL, AIR WASH AREA 139-116 IN, ** PLATES, AIR WASHER; DISTRIBUTING PLATE 50% CLEAR AREA AIR | 0 | C | 4140U SE
BTG312M | AL | A-A-01-000-001 | 1 | PLATE | PLATE, TYPICAL, QA 1, CLASS 2, PLATE, VALVE; DISC PLATE, ASTM A105 FOR 1" 1500# Y-TYPE WALWORTH GLOBE | 1 | B | 48200 SE
BVH911K | AL | F-A-05-302-001 | 136 | PLATE | PLATE, MOUNTING, QA 1, PLATE, MOUNTING; BAFFLE,FOR SHROUDING 1 IN VENTING HOLE,C/W MOUNTING | 1 | B | 6695D SE
BXL250M | AL | A-A-01-000-001 | 6 | PLATE | PLATE, TYPICAL, QA 3, PLATE, PUMP; DRIVE END, ASTM A-159, GRAY IRON, FOR VACUUM PUMP IN | 3 | C | 4320U SE
BXT890H | AL | F-A-21-101-002 | 11 | PLATE | PLATE, LEVELING, QA 0, PLATE, PUMP; LEVELING, REFERENCE # 653 ON BYRON JACKSON DWG # 1F-7458 | 0 | B | 4320U SE
BXT894X | AL | F-A-21-101-002 | 11 | PLATE | PLATE, TYPICAL, QA 0, PLATE, PUMP; ROCKER, REFERENCE # 657 ON DWG 1F-7458, REV B, FOR BYRON | 0 | B | 4320U SE
CDR898N | AL | 1-A-03-000-001 | 2 | PLATE | PLATE, TYPICAL, QA 3, PLATE, VALVE; ACTUATOR, ALUMINUM, FOR 1 INCH ITT GRINNELL DIAPHRAGM | 3 | C | 48200 SE
CDR908F | AL | 1-A-03-000-001 | 1 | PLATE | PLATE, TYPICAL, QA 3, PLATE, VALVE; FINGER, STEEL, FOR 1 INCH ITT GRINNELL DIAPHRAGM VALVE | 3 | C | 48200 SE
CGP623N | AL | F-A-29-202-000 | 1 | PLATE | PLATE, VALVE, QA 2, LOWER BEARING PLATE, ASTM A36, FOR WALWORTH CAST STEEL PRESSURE SEAL | 2 | C | 48200 SE
CHG541N | AL | D-A-25-302-005 | 4 | PLATE | PLATE, SEAL, QA 0, STRAINER | 0 | C | 4730P SE
CHG541N | AL | D-B-25-302-001 | 4 | PLATE | PLATE, SEAL, QA 0, STRAINER | 0 | C | 4730P SE
CJY875A | AL | D-A-20-302-003 | 2 | PLATE | PLATE, MOUNTING, QA 1, SWITCH, 52STA SWITCH ACTUATOR, DWG D980122 ITEM 18 | 1 |  | 5975B SE
ACE975C | AL | L-A-03-000-002 | 8 | PLATE | PLATE, ORIFICE, QA 0, PLATE, PUMP; PORT, CCW, IT 33, FOR SERIES 500, MODEL PF05-002-31L001 | 0 | P | 4320U SE
AJD784K | AL | L-A-03-000-002 | 20 | PLATE | PLATE, TYPICAL, QA 0, PLATE, PUMP; CAM, ITEM 16, FOR SERIES 500, MODEL PF05-002-31R001, 3500 | 0 | P | 4320U SE
AJD984B | AL | L-A-03-000-002 | 19 | PLATE | PLATE, TYPICAL, QA 0, PLATE, PUMP; PORT, ITEM 33, FOR SERIES 500, MODEL PF05-002-31R001 | 0 | P | 4320U SE
AJJ782X | AL | L-A-09-000-002 | 1 | PLATE | PLATE, SEAL, QA 1, PLATE, ACTUATOR; RETAINER, SEAL, REF 26, FOR LIMITORQUE VALVE | 1 | P | 48200 SE
AKD232M | AL | L-A-09-000-002 | 4 | PLATE | PLATE, TYPICAL, QA 0, PLATE, AIR COMPRESSOR; COMPRESSION, FOR UNIT MODEL NC-175-3B | 0 | P | 4310I SE
AKH456A | AL | L-A-13-000-002 | 3 | PLATE | PLATE, TYPICAL, QA 0, PLATE, VALVE; CAPSULE, FOR CONOFLOW REVERSAL VALVE POSITIONER, MODEL | 0 | P | 48200 SE
AKP589P | AL | M-A-08-000-002 | 19 | PLATE | PLATE, TYPICAL, QA 0, REAR END, PLATE, ; REAR END, FOR INGERSOLL-RAND AIR STARTER, SIZE 150 BMP, MODEL | 0 | P | 5975B SE
ALJ727R | AL | M-A-08-000-002 | 3 | PLATE | PLATE, TYPICAL, QA 1, PLATE, VALVE; STAINLESS STEEL, ASTM A240, TYPE 347, FOR SWING CHECK | 1 | P | 48200 SE
AMD530C | AL | L-A-01-000-002 | 1 | PLATE | PLATE, SEAL, QA 0, PLATE, AIR COMPRESSOR; END, FOR SEAL HOUSING ASSY ON UNIT NC-175 | 0 | P | 4310I SE
AMV375A | AL | L-A-13-000-002 | 3 | PLATE | PLATE, TYPICAL, QA 0, PLATE, ; SWITCH, FOR GE RECORDER, TYPE HG, MODEL 8HG1A20924, TYPICAL | 0 | P | 5975B SE
APE139D | AL | M-A-16-000-002 | 1 | PLATE | PLATE, KEEPER, QA 3, PLATE, PUMP; OUTER RETAINING, DWG A29712, MTL CODE 014, FOR | 3 | P | 4320U SE
AQD344B | AL | L-A-09-000-002 | 2 | PLATE | PLATE, TYPICAL, QA 0, PLATE, AIR COMPRESSOR; RETAINER, FOR SENTRY CENTRIFUGAL UNIT NC175 | 0 | P | 4310I SE
ARN848R | AL | L-A-13-000-002 | 2 | PLATE | PLATE, TYPICAL, QA 0, PLATE, RETAINING BRG; UPPER, L-SHAPED WITH BUSHING, FOR MINI-LINE 500 | 0 | P | 6695D SE
ATB537X | AL | T-A-05-000-002 | 3 | PLATE | PLATE, MOUNTING, QA 0, PLATE ASSY, ; TOP,4 CONTACT,FOR TYPE 65082 CONTACTOR *** | 0 | C | 61100 SE
ATB538V | AL | T-A-05-000-002 | 3 | PLATE | PLATE, MOUNTING, QA 0, PLATE ASSY, ; BOTTOM,4 CONTACT,FOR TYPE 65082 CONTACTOR *** | 0 | C | 61100 SE
ATB539R | AL | T-A-05-000-002 | 3 | PLATE | PLATE, MOUNTING, QA 0, PLATE ASSY, ; TOP,1 CONTACT,FOR TYPE 65082 CONTACTOR *** | 0 | C | 61100 SE
ATB540L | AL | T-A-05-000-002 | 4 | PLATE | PLATE, MOUNTING, QA 0, PLATE ASSY, ; BOTTOM,1 CONTACT,FOR TYPE 65082 CONTACTOR *** | 0 | P | 61100 SE
ATB545Y | AL | T-A-05-000-002 | 4 | PLATE | PLATE, MOUNTING, QA 0, PLATE ASSY, ; TOP,3 CONTACT,FOR TYPE 65082 CONTACTOR *** | 0 | P | 61100 SE
AWH377E | AL | L-A-13-000-002 | 1 | PLATE | PLATE, MOUNTING, QA 0, SUBPLATE, STEAM TURBINE; EHC FLUSHING VALVE, FOR TURBINE, S/N 170X374 | 0 | P | 2825G SE
AWX869T | AL | T-A-12-000-002 | 2 | PLATE | PLATE, TYPICAL, QA 0, PLATE, PUMP; STEEL, REAR, FOR SUMP PUMP, SIZE 35, FORM 5604, AND/OR | 0 | B | 4320U SE
AXE491R | AL | L-A-09-000-002 | 2 | PLATE | PLATE, MOUNTING, QA 0, PLATE, ; MOUNTING, FOR SPEEDOMAX W RECORDER *** | 0 | P | 5975B SE
AXP330F | AL | L-A-09-000-002 | 2 | PLATE | PLATE, TYPICAL, QA 3, PLATE, ; STEEL, PRESSURE, 007.375 IN OD, 002.000 IN CENTER HOLE, FOR | 3 | P | 5975B SE
AXR408F | AL | M-A-10-000-002 | 2 | PLATE | PLATE, BACK, QA 2, BACKPLATE ASSY, ; STEEL, FOR CONTROLLER, PROPORTIONL PLUS RT, MODEL | 2 | P | 6695D SE
BAN858C | AL | T-A-05-000-002 | 30 | PLATE | PLATE, MOUNTING, QA 0, PLATE, ; MOUNTING, CARBON, FRO PUSH BUTTON, ON DOVER ELEVATOR *** | 0 | C | 5975B SE
BBM109N | AL | M-A-12-000-002 | 6 | PLATE | PLATE, TYPICAL, QA 0, PLATE, BACKING BRAKE,CRANE; FRICTION, MOTOR BRAKE, FOR FILTER LIFTING | 0 | C | 3950F SE
BFV865N | AL | M-A-02-000-002 | 6 | PLATE | PLATE, TYPICAL, QA 3, PLATE,RECORD,ACCELER, ; SET OF THREE, FOR ACCELEROMETER, ELEC | 3 | P | 6695D SE
BGF014P | AL | L-A-09-000-002 | 1 | PLATE | PLATE, TYPICAL, QA 0, PLATE, VALVE; BRONZE, FOR AUTOMATIC PILOT VALVE ON SEWAGE EJECTOR *** | 0 | P | 48200 SE
BGQ263W | AL | M-A-01-000-002 | 2 | PLATE | PLATE, MOUNTING, QA 0, PLATE, MOUNTING LAMPHOLDER; MATERIAL: ALUMINUM, COLOR: WHITE, LENGTH: | 0 | P | 6210P SE
BHA272X | AL | M-A-03-000-002 | 15 | PLATE | PLATE, SEAL, QA 3, PLATE, ACTUATOR; LIMITER, TORQUE, MAXIMUM SETTING 3.25, FOR TORQUE | 3 | C | 48200 SE
BLA577L | AL | M-A-16-000-002 | 2 | PLATE | PLATE, TYPICAL, QA 3, PLATE, VALVE; CAST IRON, A-126 CLASS A, COVER, DWG A-8008, REF 4, FOR | 3 | P | 48200 SE
BND952Q | AL | T-A-01-000-002 | 1 | PLATE | PLATE, TYPICAL, QA 3, PLATE, VALVE; POSITION INDICATOR, FOR A 20 IN BUTTERFLY VALVE, N-MK II | 3 | P | 48200 SE
BNP229W | AL | L-A-03-000-002 | 3 | PLATE | PLATE, TYPICAL, QA 0, PLATE, AIR COMPRESSOR; VALVE COVER, REF 98, FOR AIR COMPRESSOR, 15 HP | 0 | P | 4310I SE
BNP714M | AL | T-A-01-000-002 | 1 | PLATE | PLATE, KEEPER, QA 3, PLATE, CHILLER; OIL FILTER RETAING, FOR GLYCOL CHILLER. *** | 3 | C | 4520N SE
BPH774V | AL | T-A-01-000-002 | 5 | PLATE | PLATE, TYPICAL, QA 3, ACTUATOR, LIMITER, MAX SETTING 2.25, PC 46F, FOR TORQUE SWITCH ASSEMBLY, TYPICAL | 3 | C | 48200 SE
BQV979F | AL | L-A-03-000-002 | 2 | PLATE | PLATE, MOUNTING, QA 2, PLATE, CHILLER; TUBE SUPPORTS, FOR WORTHINGTON SENTRY CENTRIFUGAL | 2 | C | 4520N SE
BVN410V | AL | T-A-01-000-002 | 7 | PLATE | PLATE, TYPICAL, QA 3, PLATE, ACTUATOR; LIMITER, FOR LIMITORQUE ACTUATOR TYPE SMB-000 *** | 3 | B | 48200 SE
BVN455R | AL | T-A-01-000-002 | 4 | PLATE | PLATE, TYPICAL, QA 3, PLATE, ACTUATOR; LIMITER, FOR LIMITORQUE ACTUATOR TYPES SMB-0 THRU | 3 | B | 48200 SE
BVN460C | AL | T-A-01-000-002 | 6 | PLATE | PLATE, TYPICAL, QA 3, PLATE, ACTUATOR; LIMITER, FOR LIMITORQUE ACTUATOR TYPES SMB-0 THRU | 3 | B | 48200 SE
BVN462W | AL | T-A-01-000-002 | 4 | PLATE | PLATE, TYPICAL, QA 3, PLATE, ACTUATOR; LIMITER, FOR LIMITORQUE ACTUATORS TYPES SMB-0 THRU | 3 | B | 48200 SE
BVN544T | AL | M-A-12-000-002 | 2 | PLATE | PLATE, TYPICAL, QA 3, PLATE, PUMP; RETAINER,FOR PACIFIC SAFETY INJECTION PUMPS 400 GPM,2700 | 3 | C | 4320U SE
BVR602Q | AL | T-A-01-000-002 | 1 | PLATE | PLATE, SEAL, QA 0, PLATE, ACTUATOR; LOCKING, FOR A VALVE M/N 37-10173, 3.00" ACTUATOR *** | 0 | C | 48200 SE
BWK927K | AL | L-A-13-000-002 | 2 | PLATE | PLATE, MOUNTING, QA 3, PLATE, MOUNTING; SUBASSEMBLY FOR SENSOR, FOR CASHCO PNEUMATIC | 3 | B | 6695D SE
BXC931T | AL | M-A-01-000-002 | 4 | PLATE | PLATE, MOUNTING, QA 3, PLATE, AIR COMPRESSOR; MOUNTING,FOR SEMI-HERMETIC RECIPROCATING | 3 | C | 4310I SE
BXQ697A | AL | L-A-13-000-002 | 2 | PLATE | PLATE, TYPICAL, QA 0, PLATE ASSY, SWITCH; FOR GE RECORDER, MODEL 8HG1A021041, TYP SN | 0 | B | 59300 SE
BXV311C | AL | M-A-12-000-002 | 2 | PLATE | PLATE, SEAL, QA 3, PLATE, PUMP; GLAND PLATE, FOR MECHANICAL SEAL, FOR INGERSOLL PUMP | 3 | C | 4320U SE
BYQ783B | AL | M-A-01-000-002 | 6 | PLATE | PLATE, MOUNTING, QA 3, PLATE, MOUNTING LAMPHOLDER; MATERIAL: ALUMINUM, COLOR: WHITE, LENGTH: | 3 | B | 6210P SE
CAN382W | AL | L-A-13-000-002 | 1 | PLATE | PLATE, TYPICAL, QA 0, PLATE, VALVE; INDICATING, FOR USE ON ZONE SWITCH ON HPCI TESTABLE | 0 | C | 48200 SE
CBV385N | AL | L-A-03-000-002 | 3 | PLATE | PLATE, TYPICAL, QA 2, PLATE, CHILLER; THRUST PLATE, FOR SHAFT BEARING ASSEMBLY, FIG 3.6, FOR | 2 | C | 4520N SE
CEB658D | AL | M-A-08-000-002 | 4 | PLATE | PLATE, TYPICAL, QA 2, PLATE, VALVE; MANUAL ADJUSTMENT, ZINC PLATED STEEL, FOR 6 INCH-2W- MDF | 2 | C | 48200 SE
CEL325T | AL | B-S-BS-LAB-002 | 352 | PLATE | PLATE, TYPICAL, QA 1, PLATE, *TYPICAL; MATERIAL: CARBON STEEL ASTMA-36 *** THICKNESS: | 1 | D | 9520Z SE
CFD541J | AL | J-A-12-101-000 | 2 | PLATE | PLATE, TYPICAL, QA 0, PULVERIZER, EL70, FOR 7-1/2" MAIN SHAFT, REBUILT ASSEMBLY, REBUILT TOP BEARING PLATE FOR EL70 PULVERIZERS. ASSEMBLIES | 0 | C | 4420H SE
BFM720V | AL | A-A-01-000-001 | 1 | PLATFORM | PLATFORM, TYPICAL, QA 0, PLATFORM,FURNACE, ; SOLID PYROLYTIC GRAPHITE, 50 PER PKG, FOR GRAPHITE | 0 | P | 6630D SE
BHC027P | AL | V-A-10-000-002 | 4 | PLATFORM | PLATFORM, TYPICAL, QA 0, FUEL HANDLING PLATFO, ; AUXILIARY, WITH PARTS, FOR MOVING FUEL *** | 0 | P | 4470C SE
AAN532J | AL | A-A-01-000-001 | 8 | PLUG | PLUG, PIPE, QA 1, PLUG, PIPE; HEXAGON PLUG, STAINLESS STEEL ASME SA 182 GR F316 S31600 | 1 | P | 4730P SE
ADN999E | AL | A-A-01-000-001 | 1 | PLUG | PLUG, ELECTRICAL, QA 0, 125, 15, 2 CONTACTS, MALE, CONNECTOR, PLUG ELECTRICAL; LOCKING METHOD: TWISTLOCK, VOLTAGE RATING: | 0 | P | 5935B SE
AEN499W | AL | D-A-02-102-006 | 3 | PLUG | PLUG, ELECTRICAL, QA 0, POWER, 250/600, 3 PIN, 30, STRAIGHT, CONNECTOR, PLUG ELECTRICAL; CONNECTOR TYPE: POWER, BODY STYLE: | 0 |  | 5935B SE
AEN798J | AL | D-A-27-301-001 | 8 | PLUG | PLUG, ELECTRICAL, QA 0, POWER, 125/250, 3 PIN, 30, STRAIGHT, CONNECTOR, PLUG ELECTRICAL; CONNECTOR TYPE: POWER, BODY STYLE: | 0 |  | 5935B SE
AEN798J | AL | D-B-17-202-000 | 19 | PLUG | PLUG, ELECTRICAL, QA 0, POWER, 125/250, 3 PIN, 30, STRAIGHT, CONNECTOR, PLUG ELECTRICAL; CONNECTOR TYPE: POWER, BODY STYLE: | 0 |  | 5935B SE
AEY252N | AL | D-A-04-301-001 | 30 | PLUG | PLUG, PIPE, QA 0, 3/8 IN, MNPT, BRASS, *** | 0 |  | 4710Y SE
AFG868G | AL | D-A-32-401-001 | 24 | PLUG | PLUG, PIPE, QA 0, 1/2 IN, SQUARE, MNPT, IRON, ASTM A197, BLACK, *** SOLID, MALLEABLE | 0 |  | 4730P SE
AFN511V | AL | E-A-16-C02-A01 | 2 | PLUG | PLUG, TYPICAL, QA 0, CIRCUIT BREAKER; WATER DRAIN, FOR STATIC STARTING SUPPLY | 0 | C | 5925B SE
AJP116A | AL | A-A-01-000-001 | 8 | PLUG | PLUG, ELECTRICAL, QA 0, CONNECTOR, RECEPTACLE ELECT; CONNECTOR TYPE: COAXIAL *** | 0 | P | 5935B SE
AKP918Y | AL | A-A-01-000-001 | 5 | PLUG | PLUG, ELECTRICAL, QA 0, CONNECTOR, RECEPTACLE ELECT; 48 CONTACT, LONG MALE TURNABLEPHENOLIC | 0 | P | 5935B SE
AMP312P | AL | D-A-04-202-003 | 19 | PLUG | PLUG, ELECTRICAL, QA 2, 1 CONTACT, CONNECTOR, PLUG ELECTRICAL; ONE CONTACT, MALE BOTH ENDS, SPECIAL *** | 2 | C | 5935B SE
ANF450R | AL | A-A-01-000-001 | 10 | PLUG | PLUG, TYPICAL, QA 0, PLUG, ; MIXING, MC, FOR FABER TYPE "C" OIL BURNER, SN 15069, ON E. | 0 | P | 4530F SE
ANJ040L | AL | D-B-31-302-000 | 1 | PLUG | PLUG, VALVE, QA 0, PLUG ASSY, VALVE; VALVE, C/O PLUG 010138-011-163, PLUG STEM | 0 |  | 48200 SE
ANJ921H | TR | - - - - | 1 | PLUG | PLUG, VALVE, QA 0, PLUG, VALVE; THROTTLE, 004.000 IN, STELLITESEAT 316 STAINLESS | 0 | P | 48200 SE
APG463R | AL | D-A-10-302-005 | 12 | PLUG | PLUG, HOSE, QA 0, STEM, HOSE; MALE,1.520 IN,NO CLAMP,FOR BOSS COUPLINGS, STYLE X-34 AND | 0 |  | 4730P SE
ATQ563R | AL | A-A-01-000-001 | 1 | PLUG | PLUG, VALVE, QA 0, PLUG, ROTARY VALVE; TEFLON COATED, SEMI-STEEL, A-126, CLASS B, FOR | 0 | P | 48200 SE
ATQ842M | AL | A-A-01-000-001 | 1 | PLUG | PLUG, VALVE, QA 0, PLUG, VALVE; STAINLESS STEEL TY 416, ITEM 76 FOR 3 IN, AIR OPERATED | 0 | C | 48200 SE
ATQ843K | AL | A-A-01-000-001 | 1 | PLUG | PLUG, VALVE, QA 0, PLUG, VALVE; STAINLESS STEEL TY 316, ITEM 98, STELLITE, FOR AIR | 0 | C | 48200 SE
ATR014D | AL | A-A-01-000-001 | 1 | PLUG | PLUG, VALVE, QA 0, PLUG, VALVE; STAINLESS STEEL, TYPE 316, FOR003.000 IN, AIR OPERATED | 0 | P | 48200 SE
ATR015B | AL | A-A-01-000-001 | 1 | PLUG | PLUG, VALVE, QA 0, PLUG, VALVE; STAINLESS STEEL, TYPE 416, REF26, FOR 001.500 AIR | 0 | P | 48200 SE
ATR020X | AL | A-A-01-000-001 | 1 | PLUG | PLUG, VALVE, QA 0, PLUG, VALVE; STAINLESS STEEL,TYPE 316,ITEM 118,FOR 6 IN AIR OPERATED | 0 | P | 48200 SE
ATR021G | AL | A-A-01-000-001 | 1 | PLUG | PLUG, VALVE, QA 0, PLUG, VALVE; STAINLESS STEEL, TYPE 416, REF6, FOR 001.000 IN, MODEL | 0 | P | 48200 SE
ATR643N | AL | D-A-32-104-001 | 2 | PLUG | PLUG, ELECTRICAL, QA 0, CONNECTOR, PLUG ELECTRICAL; MALE,CORD *** | 0 | P | 5935B SE
ATV193H | AL | J-B-12-009-001 | 2 | PLUG | PLUG, VALVE, QA 0, PLUG, VALVE; STEEL, REF 4, FOR 003.000 IN, 600 PSI, CAMFLEX 2 AIR | 0 | P | 48200 SE
ATV194F | AL | A-A-01-000-001 | 1 | PLUG | PLUG, VALVE, QA 0, PLUG, VALVE; STAINLESS STEEL, REF 4, FOR CAMBLEX II CONTROL VALVE, 4 | 0 | P | 48200 SE
ATY837F | AL | A-A-01-000-001 | 1 | PLUG | PLUG, VALVE, QA 0, PLUG, ROTARY VALVE; FOR AIR OPERATED,MODEL 47-21724,002.000 IN,S/N | 0 | P | 48200 SE
AVA391Y | AL | A-A-01-000-001 | 1 | PLUG | PLUG, VALVE, QA 0, PLUG, ROTARY VALVE; STEEL,FOR 2-WAY,004.000 IN, FIG A1925, SERIAL | 0 | P | 48200 SE
AVB241D | AL | A-A-01-000-001 | 1 | PLUG | PLUG, VALVE, QA 0, PLUG, ROTARY VALVE; STEEL,FOR MOTOR OPERATED CONTROL,006.000 IN,CL | 0 | P | 48200 SE
AVB744J | AL | A-A-01-000-001 | 1 | PLUG | PLUG, VALVE, QA 0, PLUG, VALVE; V 600, DWG 129, FOR 003.000 INAIR OPERATED CONTROL VALVE | 0 | P | 48200 SE
AVE308Q | AL | A-A-01-000-001 | 1 | PLUG | PLUG, VALVE, QA 0, PLUG, ROTARY VALVE; STEEL,FOR 001.500 IN,AIR OPERATED CONTROL,MODEL | 0 | P | 48200 SE
AVE309N | AL | A-A-01-000-001 | 1 | PLUG | PLUG, VALVE, QA 0, PLUG, ROTARY VALVE; STEEL,FOR 002.000 IN,AIR OPERATED CONTROL,MOD | 0 | P | 48200 SE
AVF215R | AL | A-A-01-000-001 | 1 | PLUG | PLUG, VALVE, QA 0, PLUG, ROTARY VALVE; STEEL,REF 4,FOR 002.000 IN,AIR OPERATED | 0 | P | 48200 SE
AVF225N | AL | A-A-01-000-001 | 3 | PLUG | PLUG, VALVE, QA 0, PLUG, ROTARY VALVE; STEEL,REF 4,FOR AIR OPERATED CONTROL,001.000 IN | 0 | P | 48200 SE
AVH816L | AL | A-A-01-000-001 | 1 | PLUG | PLUG, VALVE, QA 0, PLUG ASSY, VALVE; STEEL, C/W PLUG 011470-460-215, STEM 010868-225-215 | 0 | P | 48200 SE
AVJ558B | AL | A-A-01-000-001 | 1 | PLUG | PLUG, VALVE, QA 0, PLUG, VALVE; DWG REF 58, FOR 006.000 IN MOTOR OPERATED VALVE, CLASS | 0 | P | 48200 SE
AVX012N | AL | A-A-01-000-001 | 1 | PLUG | PLUG, VALVE, QA 0, PLUG, ROTARY VALVE; *** | 0 | P | 48200 SE
AVX825M | AL | A-A-01-000-001 | 1 | PLUG | PLUG, VALVE, QA 0, PLUG, VALVE; VALVE, STEEL, TYPE 416, ITEM 66, FOR 002.500 IN AIR | 0 | P | 48200 SE
AVX950X | AL | A-A-01-000-001 | 1 | PLUG | PLUG, VALVE, QA 0, PLUG, VALVE; STEEL, FOR 001.000 IN, 3 WAY, THD, AIR OPERATED CONTROL | 0 | P | 48200 SE
AVY672F | AL | A-A-01-000-001 | 1 | PLUG | PLUG, VALVE, QA 0, PLUG, VALVE; STAINLESS STEEL, TYPE 316, FOR 004.000 IN AIR OPERATED | 0 | P | 48200 SE
AVY813P | AL | A-A-01-000-001 | 1 | PLUG | PLUG, VALVE, QA 0, PLUG, VALVE; STAINLESS STEEL, FOR 004.000 IN, 900 LB, GLOBE VALVE, AIR | 0 | C | 48200 SE
AWC796K | AL | A-A-01-000-001 | 1 | PLUG | PLUG, VALVE, QA 1, PLUG, VALVE; STEEL, HEAT 03995-21, REF N00215-902, FOR 002.000 INCH | 1 | P | 48200 SE
AWC863Y | AL | A-A-01-000-001 | 1 | PLUG | PLUG, VALVE, QA 0, PLUG, VALVE; STEEL, 2 PORT, FOR HOMESTEAD 002.000 IN, TYPE 606, 3 WAY | 0 | P | 48200 SE
AWN517Y | AL | A-A-01-000-001 | 395 | PLUG | PLUG, ELECTRICAL, QA 3, CONNECTOR, PLUG ELECTRICAL; 25 PIN, MALE *** | 3 | P | 5935B SE
AXB423T | AL | D-A-13-301-004 | 3 | PLUG | PLUG, ELECTRICAL, QA 3, 31 CONTACTS, CONNECTOR, RECEPTACLE ELECT; 31 CONTACTS, SHELL SIZE 20 MALE *** | 3 |  | 5935B SE
AYF328R | AL | A-A-01-000-001 | 1 | PLUG | PLUG, VALVE, QA 1, PLUG, VALVE; STAINLESS STEEL AISI 316, REF 70, FOR DIAPHRAGM CONTROL | 1 | C | 48200 SE
AYJ164E | AL | D-A-04-302-004 | 4 | PLUG | PLUG, PIPE, QA 0, 3/8 IN, HEX, MNPT, BRASS, PLUG, PIPE; STYLE: HEX HEAD, MATERIAL: BRASS, NOMINAL SIZE: 00.375 IN | 0 |  | 4730P SE
AYM339M | AL | A-A-01-000-001 | 30 | PLUG | PLUG, ELECTRICAL, QA 0, CONNECTOR, PLUG ELECTRICAL; POWER STRAIGHT, 10 PIN, GREEN MALE *** | 0 | P | 5935B SE
BAC346V | AL | A-A-01-000-001 | 3 | PLUG | PLUG, ELECTRICAL, QA 0, 125/250, 15/10, W/ CORDGRIP, CONNECTOR, PLUG ELECTRICAL; 125/250 VAC, 15/10 AMPS, CAP, TWO WIRE | 0 | C | 5935B SE
BAD439F | AL | D-A-02-102-004 | 4 | PLUG | PLUG, ELECTRICAL, QA 3, 3 PIN, STRAIGHT, CONNECTOR, PLUG ELECTRICAL; STRAIGHT PLUG,SOLID SHELL SIZE 10SL 3 | 3 |  | 5935B SE
BAG917M | AC | - - - - | 2 | PLUG | PLUG, PIPE, QA 1, PLUG, PIPE; SQUARE HEAD SOLID, CLASS 3000, CARBON STEEL ASME SA 105 | 1 | D | 4730P SE
BBF678C | AL | D-A-06-201-003 | 8 | PLUG | PLUG, TUBING, QA 3, PLUG, TUBE FITTING THREAD; BRASS, STANDARD MILL FINISH, FIRST ID .125 | 3 |  | 4730P SE
BBF683K | AL | D-A-15-301-006 | 10 | PLUG | PLUG, TUBING, QA 3, PLUG, TUBE FITTING THREAD; BRASS, STANDARD MILL FINISH, FIRST ID .375 | 3 |  | 4730P SE
BBF684H | AL | D-A-15-301-006 | 9 | PLUG | PLUG, TUBING, QA 3, PLUG, TUBE FITTING THREAD; BRASS, STANDARD MILL FINISH, FIRST ID .5 IN | 3 |  | 4730P SE
BCM292X | AL | A-A-01-000-001 | 1 | PLUG | PLUG, ELECTRICAL, QA 0, CONNECTOR, PLUG ELECTRICAL; CONNECTOR TYPE: POWER, BODY STYLE: | 0 | P | 5935B SE
BCY944X | AL | A-A-01-000-001 | 1 | PLUG | PLUG, VALVE, QA 1, CLASS 3, PLUG, VALVE; STAINLESS STEEL ASME SA479 TYPE 316, REF 15, FOR ASME SEC | 1 | B | 48200 SE
BDE405A | AL | D-A-06-102-002 | 10 | PLUG | PLUG, TUBING, QA 0, 1/2 IN, COPPER, SWEAT, *** | 0 |  | 4730P SE
BDQ677K | AL | D-A-17-302-002 | 4 | PLUG | PLUG, PIPE, QA 0, 1-1/2 IN, SQUARE, MNPT, CPVC, 80, *** SOLID | 0 |  | 4730P SE
BEQ465W | AL | A-A-01-000-001 | 1 | PLUG | PLUG, VALVE, QA 0, PLUG, VALVE; REF 15, FOR CONTROL VALVE, 8 IN, ANSI CLASS 600 | 0 | C | 48200 SE
BEW919T | AL | D-A-10-302-004 | 5 | PLUG | PLUG, ELECTRICAL, QA 0, CONNECTOR, MALE; UHF, MALE, SUITABLE FOR 30 AND 150 MHZ *** | 0 |  | 4730P SE
BEY610T | AL | D-B-09-202-001 | 1 | PLUG | PLUG, VALVE, QA 0, PLUG, VALVE; STEEL, FOR DRY FLY ASH SYSTEM,REF A5394, TAG 814J *** | 0 | P | 4450C SE
BFD957R | AL | D-A-17-302-002 | 9 | PLUG | PLUG, PIPE, QA 0, 3/4 IN, SQUARE, MNPT, CPVC, 80, *** SOLID | 0 |  | 4730P SE
BFD958P | AL | D-A-17-302-002 | 15 | PLUG | PLUG, PIPE, QA 0, 1/2 IN, SQUARE, MNPT, CPVC, 80, *** SOLID | 0 |  | 4730P SE
BFL750P | AL | A-A-01-000-001 | 1 | PLUG | PLUG, ELECTRICAL, QA 0, CONNECTOR, PLUG ELECTRICAL; CONNECTOR TYPE: POWER, BODY STYLE: | 0 | P | 5935B SE
BFN088V | AL | A-A-01-000-001 | 3 | PLUG | PLUG, ELECTRICAL, QA 0, CONNECTOR, PLUG ELECTRICAL; CONNECTOR TYPE: SUBMINIATURE, NO CONTACTS: | 0 | P | 5935B SE
BGA804X | AL | D-A-04-301-001 | 1 | PLUG | PLUG, ELECTRICAL, QA 3, GENERAL PURPOSE, 10 PIN, STRAIGHT, CONNECTOR, PLUG ELECTRICAL; GENERAL PURPOSE, STRAIGHT 10 PIN *** | 3 |  | 5935B SE
BGA808M | AL | D-A-06-102-002 | 1 | PLUG | PLUG, ELECTRICAL, QA 1, COAXIAL, 1 PIN, STRAIGHT, CONNECTOR, PLUG ELECTRICAL; CONNECTOR TYPE: COAXIAL, BODY STYLE: | 1 |  | 5935B SE
BGC102L | AL | A-A-01-000-001 | 300 | PLUG | PLUG, ELECTRICAL, QA 0, CONNECTOR, PLUG ELECTRICAL; CONNECTOR TYPE: COAXIAL *** | 0 | P | 5935B SE
BJC767H | AL | F-A-07-101-000 | 1 | PLUG | PLUG, VALVE, QA 1, 18 IN, 150 PSI, CS, WEDGE, ; PLUG, CARBON STEEL, FOR GATE VALVE, 18 IN, 150 PSIG, STELLITE | 1 | C | 48200 SE
BKC280K | AL | A-A-01-000-001 | 9 | PLUG | PLUG, ELECTRICAL, QA 1, CONNECTOR, TFE INSULATED, , 50 OHM IMPEDANCE, TRIAXIAL, FEMALE, BULKHEAD RECEPTACLE, | 1 | P | 5935B SE
BKN798C | AL | D-B-25-302-004 | 18 | PLUG | PLUG, ELECTRICAL, QA 1, COAXIAL, CONNECTOR, BNC, MALE | 1 | C | 5935B SE
BKR748C | AL | D-A-16-201-003 | 2 | PLUG | PLUG, PIPE, QA 3, 4 IN, HEX, MNPT, IRON, ASTM A197 GR F22000, PLUG, PIPE; HEXAGON PLUG, MALLEABLE IRON ASTM A 197 F22000, END TYPE | 3 |  | 4730P SE
BLD409V | AL | D-A-15-301-006 | 4 | PLUG | PLUG, PIPE, QA 1, PLUG, PIPE; 0.375 - .025 ORIFICE BRASS, FOR DIESEL ENGINE *** | 1 |  | 2910O SE
BMD633F | AL | 1-A-03-000-001 | 1 | PLUG | PLUG, VALVE, QA 3, PLUG, VALVE; FOR REGULATING VALVE, 1 IN, MODEL 40C, 200 TO 450 PSIG | 3 | P | 48200 SE
BMF540P | AL | D-A-04-302-001 | 4 | PLUG | PLUG, PIPE, QA 0, STAINLESS STEEL, *** | 0 |  | 4730P SE
BNF213M | AL | A-A-01-000-001 | 3 | PLUG | PLUG, PIPE, QA 3, PLUG, PIPE; STANDARD PIPE THREAD, FOR LIMITORQUE SB-00 ACTUATOR *** | 3 | P | 48200 SE
BNG821Q | AL | 1-A-17-105-001 | 7 | PLUG | PLUG, TYPICAL, QA 0, 3/4 IN, *** (270A365-005) | 0 | P | 4470C SE
BNV413F | AL | D-A-24-101-001 | 8 | PLUG | PLUG, HOSE, QA 0, QUICK DISCONNECT, *** | 0 |  | 4730P SE
BPL215H | AL | A-A-01-000-001 | 10 | PLUG | PLUG, TUBING, QA 3, PLUG,TUBE, ; "POP-A-PLUG" TYPE, FOR 0.75 IN OD TUBE, STAINLESS STEEL | 3 | C | 6695D SE
BPW714M | AL | E-A-16-C01-D01 | 54 | PLUG | PLUG, TYPICAL, QA 0, PLUG, CIRCUIT BREAKER; SCREW, FOR POWER CIRCUIT BREAKER, TYPE | 0 | C | 5925B SE
BPW985M | AL | E-A-16-C02-B01 | 3 | PLUG | PLUG, TYPICAL, QA 0, PLUG, CIRCUIT BREAKER; SCREW, FOR POWER CIRCUIT BREAKER, TYPE | 0 | C | 5925B SE
BQP423L | AL | D-B-16-000-001 | 11 | PLUG | PLUG, TUBING, QA 0, PLUG,TUBE, ; POP-A-PLUG TYPE *** | 0 | C | 4420B SE
BRE723G | AL | E-A-16-C02-C01 | 5 | PLUG | PLUG, TYPICAL, QA 0, *** FOR POWER CIRCUIT BREAKER, TYPE DR36SC1750D | 0 | C | 5925B SE
BRE920R | AL | E-A-16-C03-A01 | 6 | PLUG | PLUG, TYPICAL, QA 0, *** FOR POWER CIRCUIT BREAKER, TYPE DR36SC1750D | 0 | C | 5925B SE
BRF326M | AL | F-A-07-201-000 | 1 | PLUG | PLUG, VALVE, QA 1, PLUG, VALVE; BODY, ASME SA 105, FOR 4 IN CAST STEEL SWING CHECK | 1 | C | 48200 SE
BRH375X | AL | A-A-01-000-001 | 13 | PLUG | PLUG, TYPICAL, QA 0, PLUG, VENT; MATERIAL: BRASS, SIZE: 02.000000 ( 2) *** | 0 | C | 4320U SE
BRH376V | AL | D-A-30-301-004 | 1 | PLUG | PLUG, TYPICAL, QA 0, PLUG, DRUM; POLYETHYLENE/STAINLESS STEEL, FOR VERTICAL DRUMS, | 0 | C | 8110L SE
BRH376V | AL | D-B-16-000-001 | 14 | PLUG | PLUG, TYPICAL, QA 0, PLUG, DRUM; POLYETHYLENE/STAINLESS STEEL, FOR VERTICAL DRUMS, | 0 | C | 8110L SE
BRP172D | AL | D-A-04-401-002 | 2 | PLUG | PLUG, PIPE, QA 3, STYLE: SQ HD SOLID, MATERIAL: CARBON STEEL, NOMINAL: | 3 |  | 4730P SE
BTB491L | AL | D-A-06-102-002 | 2 | PLUG | PLUG, ELECTRICAL, QA 2, 3 PIN, #22-#16 AWG, STRAIGHT, CONNECTOR, PLUG ELECTRICAL; STRAIGHT, MS/STANDARD, SOCKET TYPE, 3 | 2 | B | 5935B SE
BTK697N | AL | D-A-10-302-003 | 2 | PLUG | PLUG, ELECTRICAL, QA 3, GROUNDING, 125, 5-15P, NYLON, 15, 2 POLE/3 WIRE, PLUG, ELECTRICAL; 2 POLE, 3 WIRE, GROUNDING, 15A, MALE, NYLON, 125V | 3 |  | 5935B SE
BTV480J | AL | D-A-12-101-002 | 2 | PLUG | PLUG, PIPE, QA 3, PLUG, PIPE; STYLE: SQ HD CORED, MATERIAL: MALLEABLE IRON, NOMINAL: | 3 |  | 4730P SE
BVA203L | AL | F-A-09-201-000 | 1 | PLUG | PLUG, PIPE, QA 0, PLUG, TEST PIPE; MATERIAL: RUBBER, NOMINAL SIZE: 01.000 IN ( 1), OD | 0 | B | 4730P SE
BVB769T | AL | D-B-07-302-002 | 138 | PLUG | PLUG, ELECTRICAL, QA 3, COAXIAL, 1 PIN, CRIMP, PLUG, ELECTRICAL; STANDARD SINGLE CRIMP BNC SERIES *** | 3 |  | 5935B SE
BVJ679P | AL | D-A-27-201-004 | 18 | PLUG | PLUG, ELECTRICAL, QA 0, 9 CONTACTS, CONNECTOR, COMPUTER, D SUBMINIATURE, 9 PIN PLUG, SOLDER POT | 0 |  | 7021A SE
BVJ679P | AL | D-A-32-401-005 | 18 | PLUG | PLUG, ELECTRICAL, QA 0, 9 CONTACTS, CONNECTOR, COMPUTER, D SUBMINIATURE, 9 PIN PLUG, SOLDER POT | 0 |  | 7021A SE
BVJ699H | AL | D-A-10-302-006 | 6 | PLUG | PLUG, ELECTRICAL, QA 0, 9 CONTACTS, CONNECTOR, COMPUTER; D SUBMINIATURE, 9 PIN PLUG, INSULATION | 0 |  | 7021A SE
BVJ846Y | AL | D-A-06-102-002 | 13 | PLUG | PLUG, ELECTRICAL, QA 3, COAXIAL, 5000, 1 PIN, 5, STRAIGHT, CONNECTOR, PLUG ELECTRICAL; CONNECTOR TYPE: COAXIAL, BODY STYLE: STR | 3 |  | 5935B SE
BVK746X | AL | A-A-01-000-001 | 4 | PLUG | PLUG, TYPICAL, QA 1, PLUG,SENSOR, ; STAINLESS STEEL, FOR HIGH VOLUME SEALED SENSOR, MODEL | 1 | C | 6695D SE
BVQ636B | AL | D-A-10-302-004 | 1 | PLUG | PLUG, ELECTRICAL, QA 1, CONNECTOR, PLUG ELECTRICAL; CONNECTOR TYPE: POWER, BODY STYLE: STR | 1 |  | 5935B SE
BVR174J | AL | D-A-18-202-001 | 50 | PLUG | PLUG, TYPICAL, QA 3, BUTTON, PLUG; MATERIAL: STEEL, SIZE: 01.000000 ( 1), STYLE: SNAP-IN | 3 |  | 5975B SE
BVR181M | AL | D-A-12-202-004 | 95 | PLUG | PLUG, CONDUIT, QA 3, BUTTON, PLUG; MATERIAL: STEEL, SIZE: 01.500000 ( 1 1/2), STYLE: | 3 |  | 5975B SE
BVR550V | AC | - - - - | 50 | PLUG | PLUG, PIPE, QA 1, 1/8 IN, MNPT, SS, , HEX, COUNTERSUNK, FOR NAMCO EA180 OR EA 740 LIMIT SWITCHES, CLASS 1E | 1 | B | 4730P SE
BVR550V | AL | F-A-22-101-000 | 776 | PLUG | PLUG, PIPE, QA 1, 1/8 IN, MNPT, SS, , HEX, COUNTERSUNK, FOR NAMCO EA180 OR EA 740 LIMIT SWITCHES, CLASS 1E | 1 | B | 4730P SE
BVW841M | AL | D-A-22-401-000 | 6 | PLUG | PLUG, HOSE, QA 0, PLUG, HOSE; LENGTH: 02.500000 ( 2 1/2) *** | 0 |  | 4730P SE
BWE242E | AL | A-A-01-000-001 | 1 | PLUG | PLUG, ELECTRICAL, QA 1, CONNECTOR, PLUG ELECTRICAL; COAXIAL, STRAIGHT PLUG, BAYONET LOCK | 1 | B | 5935B SE
BWE242E | AL | F-A-02-103-000 | 5 | PLUG | PLUG, ELECTRICAL, QA 1, CONNECTOR, PLUG ELECTRICAL; COAXIAL, STRAIGHT PLUG, BAYONET LOCK | 1 | B | 5935B SE
BWE269R | AL | D-A-06-102-002 | 5 | PLUG | PLUG, ELECTRICAL, QA 3, CONNECTOR, PLUG ELECTRICAL; CONNECTOR TYPE: SUBMINIATURE, BODY STYLE: | 3 |  | 5935B SE
BWG678X | AL | F-A-09-201-000 | 4 | PLUG | PLUG, TUBING, QA 3, PLUG, TUBE REPAIR; MATERIAL: STAINLESS STEEL, TUBE SIZE ACCOM: 0.750 | 3 | C | 4730P SE
BWJ683T | AL | A-A-01-000-001 | 4 | PLUG | PLUG, VALVE, QA 3, PLUG, VALVE; STEEL, FOR PLUG VALVE, FIGURE 129F, MODEL 9055055 SIZE 6 | 3 | B | 48200 SE
BXR016F | AL | A-A-01-000-001 | 1 | PLUG | PLUG, VALVE, QA 3, PLUG, VALVE; STAINLESS STEEL,TYPE 316, 005.000 X 002.000 IN,000.375 IN | 3 | C | 48200 SE
BXY782L | AL | A-A-01-000-001 | 1 | PLUG | PLUG, PIPE, QA 3, PLUG, PIPE; 2 IN, 150 LB MALLEABLE IRON, ASTM A197, IN ACCORDANCE WITH | 3 | C | 4730P SE
BXY787A | AC | - - - - | 3 | PLUG | PLUG, ELECTRICAL, QA 1, CONNECTOR, PLUG ELECTRICAL; ELECTRICAL, COAXIAL, BNC TYPE, MALE *** | 1 | B | 5935B SE
BYE071R | AL | A-A-01-000-001 | 5 | PLUG | PLUG, TYPICAL, QA 1, PLUG, STEAM TURBINE; STEAM RING,FOR MODEL GS-2 TERRY TURBINE,S/N | 1 | C | 2825G SE
BYF738Y | AL | 1-A-03-000-001 | 1 | PLUG | PLUG, VALVE, QA 1, PLUG ASSY, VALVE; PLUG/STEM ASSEMBLIES, PINNED ASSEMBLIES, PLUG - ASTM | 1 | C | 48200 SE
BYQ781F | AL | D-B-19-202-001 | 1 | PLUG | PLUG, TUBING, QA 3, PLUG, TUBE FITTING THREAD; MATERIAL: STAINLESS STEEL, NOMINAL SIZE: | 3 |  | 4730P SE
CAF647N | AC | - - - - | 15 | PLUG | PLUG, PIPE, QA 1, CLASS 2, 3/8 IN, HEX, MNPT, SS, ASME SA182 GR F304, STANDARD MILL FINISH, FORGED, B16.11 | 1 | D | 4730P SE
CAF675H | AC | - - - - | 1 | PLUG | PLUG, ELECTRICAL, QA 3, CONNECTOR, CABLE; STRAIGHT PLUG, 7 CONTACTS,CONTACT SIZE:16 *** | 3 | B | 5975B SE
CAP201P | AL | D-A-14-000-001 | 20 | PLUG | PLUG, TUBING, QA 1, CLASS 2, STAINLESS STEEL, TYPE 304, FOR CONTAINMENT SPRAY HEAT EXCHANGER; | 1 | C | 4420B SE
CDD267Q | AL | D-A-12-202-004 | 3 | PLUG | PLUG, PIPE, QA 3, PLUG, PIPE; STYLE: SQ HD CORED, MATERIAL: MALLEABLE IRON, NOMINAL | 3 |  | 4730P SE
CDD330P | AL | D-A-15-301-006 | 1 | PLUG | PLUG, PIPE, QA 3, PLUG, PIPE; STYLE: HEX HEAD, MATERIAL: BRASS, NOMINAL SIZE: 01.000 IN | 3 |  | 4730P SE
CDE906C | AL | A-A-01-000-001 | 6 | PLUG | PLUG, VALVE, QA 0, DWG 10/1.4.3.1 ALT 15, A58007, FOR 1-1/2" LESLIE VALVE, | 0 | B | 48200 SE
CDN967D | AL | F-A-05-102-000 | 129 | PLUG | PLUG, TYPICAL, QA 1, PLUG, HEAT EXCHANGER; FOR RHR HEAT EXCHANGERS, REMOTE TUBE PLUGGING, | 1 | C | 4420B SE
CDQ774E | AL | A-A-01-000-001 | 10 | PLUG | PLUG, VALVE, QA 1, CLASS 2, PLUG, VALVE; ASME SA-479 GR 316, FOR USE IN 1/4"-18 NPT ADAPTER *** | 1 | C | 48200 SE
CDV045R | AL | D-A-12-202-006 | 3 | PLUG | PLUG, PIPE, QA 0, 1/2 IN, HEX, MNPT, BRASS, *** | 0 |  | 4730P SE
CED272R | AL | 1-B-14-000-001 | 1 | PLUG | PLUG, VALVE, QA 0, PLUG, VALVE; ITEM 6, FOR 3 INCH GLOBE VALVE, ITT HAMMEL DAHL, MODEL | 0 | C | 48200 SE
CEH863D | AL | D-A-12-202-003 | 10 | PLUG | PLUG, HOSE, QA 0, 1/4 IN, *** FEMALE Q.C., ST/ST | 0 |  | 4730P SE
CEJ868X | AL | D-A-06-301-000 | 4 | PLUG | PLUG, PIPE, QA 1, CLASS 2, PLUG, PIPE; NOMINAL SIZE: 1-1/2 IN; MATERIAL: SS; HEAD: HEX; | 1 |  | 4730P SE
CEM381B | AL | D-A-32-401-003 | 8 | PLUG | PLUG, PIPE, QA 0, 1-1/2 IN, SQUARE, MNPT, 125 LB, STANDARD MILL FINISH, CAST, PLUG, PIPE; NOMINAL SIZE: 1-1/2 IN; RATING: 125 LB; HEAD: SQUA | 0 |  | 4730P SE
CFD822A | AL | D-A-04-401-007 | 3 | PLUG | PLUG, PIPE, QA 3, PLUG, PIPE; NOMINAL SIZE: 1/4 IN; MATERIAL: BRASS; HEAD: SQUARE; | 3 |  | 4730P SE
CFH932E | AL | F-A-24-102-000 | 4 | PLUG | PLUG, TYPICAL, QA 1, FILL, *** OIL, FOR GENERAL CONTROLS MODEL NH91J6002N23 HYDRAMOTOR | 1 | B | 6695D SE
CJQ874B | AL | D-B-25-302-003 | 4 | PLUG | PLUG, PIPE, QA 3, 4 IN, SS, PLUG BODY, EXPANSION RANGE 3.6" TO 4.25", | 3 |  | 4730P SE
AAN542F | AL | M-A-01-000-002 | 2 | PLUG | PLUG, PIPE, QA 1, 1-1/2 IN, HEX, MNPT, SS, ASME SA182 GR F316, STANDARD MILL FINISH, FORGED, B16.11, , ASME SECTION III CLASS 2 | 1 | P | 4730P SE
ABB217D | AL | L-A-09-000-002 | 1 | PLUG | PLUG, ELECTRICAL, QA 0, CONNECTOR, RECEPTACLE ELECT; 3 PIN, FOR WOODWARD GOVERNOR CO ACTUATOR | 0 | P | 5935B SE
ABN891F | AL | L-A-09-000-002 | 4 | PLUG | PLUG, ELECTRICAL, QA 0, CONNECTOR, PLUG ELECTRICAL; CONNECTOR TYPE: COAXIAL, BODY STYLE: STR | 0 | C | 5935B SE
ACN390B | AL | L-A-02-000-002 | 202 | PLUG | PLUG, ELECTRICAL, QA 0, CONNECTOR, PLUG ELECTRICAL; COAXIAL, BNC, ANGLE, TEFLON INS | 0 | P | 5935B SE
ACR867N | AL | M-A-16-000-002 | 100 | PLUG | PLUG, TYPICAL, QA 3, BUTTON, PLUG; STEEL, BLANK, SNAP-IN, 0.50 IN, FOR CLOSING KNOCKOUTS IN | 3 | P | 5975B SE
ADP610C | AL | L-A-09-000-002 | 4 | PLUG | PLUG, ELECTRICAL, QA 3, CONNECTOR, PLUG ELECTRICAL; THREE CONTACTS, *** | 3 | P | 5935B SE
AEG887J | AL | L-A-09-000-002 | 4 | PLUG | PLUG, VALVE, QA 0, SAE, PLUG, VENT; PORT, SAE, FOR VALVE BODY ASSY (MANIFOLD CONFIGURATION) ON | 0 | P | 4710Y SE
AEP010M | AL | L-A-03-000-002 | 1 | PLUG | PLUG, ELECTRICAL, QA 1, GENERAL PURPOSE, 3 PIN, STRAIGHT, CONNECTOR, PLUG ELECTRICAL; CONNECTOR TYPE: GENERAL PURPOSE, BODY | 1 | B | 5935B SE
AEP510A | AL | L-A-09-000-002 | 2 | PLUG | PLUG, ELECTRICAL, QA 0, CONNECTOR, PLUG ELECTRICAL; NO CONTACTS: 6 *** | 0 | P | 5935B SE
AFG568W | AL | L-A-09-000-002 | 9 | PLUG | PLUG, PIPE, QA 0, 1/4 IN, SQUARE, MNPT, IRON, ASTM A197, GALVANIZED, *** SOLID, MALLEABLE | 0 | C | 4730P SE
AFG769J | AL | L-A-09-000-002 | 85 | PLUG | PLUG, PIPE, QA 0, 1 IN, SQUARE, MNPT, IRON, ASTM A197, GALVANIZED, ** COUNTERSUNK, MALLEABLE | 0 | C | 4730P SE
AHJ544L | AL | T-A-06-000-002 | 2 | PLUG | PLUG, VALVE, QA 1, PLUG ASSY, VALVE; VALVE, C/O 1 EA PLUG 010116-008-1N3, 1 EA STEM | 1 | P | 48200 SE
AHP112Q | AL | L-A-09-000-002 | 6 | PLUG | PLUG, ELECTRICAL, QA 0, CONNECTOR, PLUG ELECTRICAL; CONNECTOR TYPE: GENERAL PURPOSE, NO | 0 | P | 5935B SE
AHP911R | AL | L-A-09-000-002 | 6 | PLUG | PLUG, ELECTRICAL, QA 0, PLUG, TELEPHONE; MALE *** | 0 | P | 5935B SE
AMP113X | AL | L-A-09-000-002 | 18 | PLUG | PLUG, ELECTRICAL, QA 0, CONNECTOR, PLUG ELECTRICAL; NO CONTACTS: 12 *** | 0 | P | 5935B SE
ANW026F | AL | M-A-03-000-002 | 6 | PLUG | PLUG, TYPICAL, QA 2, PLUG, ; 316 STAINLESS STEEL, FOR ELECTRONIC TRANSMITTER MODELS | 2 | P | 6695D SE
APJ273L | AL | L-A-15-000-002 | 3 | PLUG | PLUG, VALVE, QA 1, PLUG, VALVE; FOR RELIEF VALVE, SIZE 006.000X 010.000 IN, MODEL 67F | 1 | P | 48200 SE
AQL583L | AL | T-A-05-000-002 | 1 | PLUG | PLUG, PIPE, QA 1, PLUG, PIPE; VALVE, FOR GLOBE VALVE, SIZE 2 IN, 1500 LB, STNLS STL | 1 | P | 4730P SE
ARF613R | AL | L-A-09-000-002 | 2 | PLUG | PLUG, TYPICAL, QA 0, *** FOR BEARING RING INSULATION, 0.370IN DIA X 0.370IN LONG, GE 26 DWG | 0 | P | 6115F SE
ARK853G | AL | T-A-04-000-002 | 1 | PLUG | PLUG, VALVE, QA 1, , ASSEMBLY, ASME SECTION III CLASS 2, C/O 1EA P/N 169763-G GUIDE | 1 | B | 48200 SE
ATC900C | AL | L-A-09-000-002 | 1 | PLUG | PLUG, VALVE, QA 0, PLUG, ROTARY VALVE; FOR MODEL F3-CF-16-C-10, AND/OR CT-06-C-40 *** | 0 | P | 48200 SE
ATQ564P | AL | M-A-15-000-002 | 2 | PLUG | PLUG, VALVE, QA 0, PLUG, ROTARY VALVE; TEFLON COATED, SEMI-STEEL, A-126, CLASS B, FOR | 0 | P | 48200 SE
ATT598V | AL | M-A-16-000-002 | 1 | PLUG | PLUG, BANANA, QA 0, CONNECTOR, PLUG ELECTRICAL; DUAL,BANANA,BLACK *** | 0 | P | 5935B SE
AVB386J | AL | M-A-13-000-002 | 198 | PLUG | PLUG, TUBING, QA 3, PLUG, TUBE REPAIR; RUBBER, OD .875 IN *** | 3 | P | 4730P SE
AVD191P | AL | L-A-09-000-002 | 3 | PLUG | PLUG, ELECTRICAL, QA 0, CONNECTOR, 730, 10 CONTACTS/7-1/2 CURRENT, CONNECTOR, PLUG ELECTRICAL; LOCKING METHOD: CABLE CLAMP, VOLTAGE | 0 | P | 5935B SE
AVH819E | AL | M-A-01-000-002 | 2 | PLUG | PLUG, VALVE, QA 1, 1 IN, SS, PLUG, ROTARY VALVE, TY 316, CONTROL,W/SPRING DIAPHRAGM ACTUATOR, | 1 | P | 48200 SE
AVT797F | AL | T-A-01-000-002 | 2 | PLUG | PLUG, ELECTRICAL, QA 0, GENERAL PURPOSE, 6 PIN, SOLID SHELL, CONNECTOR, PLUG ELECTRICAL; GENERAL PURPOSE, STRAIGHT 6 PIN CONTACTS | 0 | P | 5935B SE
AVX990H | AL | L-A-09-000-002 | 2 | PLUG | PLUG, ELECTRICAL, QA 0, MALE, 115, 9, 4 PIN, CONNECTOR, PLUG ELECTRICAL; 4 PINS, MALE, 9A, 115VAC *** | 0 | P | 5935B SE
AVY389A | AL | M-A-16-000-002 | 1 | PLUG | PLUG, VALVE, QA 1, PLUG, VALVE; FOR 1 IN CONTROL VALVE, TYPE 98H, S/N 5569735 | 1 | P | 48200 SE
AWC796K | AL | T-A-02-000-002 | 1 | PLUG | PLUG, VALVE, QA 1, PLUG, VALVE; STEEL, HEAT 03995-21, REF N00215-902, FOR 002.000 INCH | 1 | P | 48200 SE
AWE524B | AL | M-A-01-000-002 | 1 | PLUG | PLUG, VALVE, QA 1, PLUG, VALVE; STAINLESS STEEL ASME SA479 TYPE 316, FOR GLOBE VALVE, 2 | 1 | P | 48200 SE
AWH447K | AL | T-A-05-000-002 | 4 | PLUG | PLUG, VALVE, QA 1, PLUG, VALVE; STEEL, SPECIFICATION Z-3407-B AND Z-3406-B, FOR GLOBE | 1 | P | 48200 SE
AWH973X | AL | M-A-16-000-002 | 2 | PLUG | PLUG, ELECTRICAL, QA 0, CONNECTOR, PLUG ELECTRICAL; 15 PIN, FOR BAILEY GE/MAC 530 & 531 | 0 | P | 5935B SE
AYM878N | AL | M-A-16-000-002 | 16 | PLUG | PLUG, ELECTRICAL, QA 2, CONNECTOR, PLUG ELECTRICAL; GENERAL PURPOSE, STRAIGHT, 7 PIN, SOCKET | 2 | P | 5935B SE
AYR899R | AL | M-A-10-000-002 | 2 | PLUG | PLUG, ELECTRICAL, QA 2, PLUG ASSY, ; SNAP IN, ADAPTER TYPE, FOR RECORDER MODEL 54 *** | 2 | P | 6695D SE
BAG917M | AL | M-A-08-000-002 | 25 | PLUG | PLUG, PIPE, QA 1, PLUG, PIPE; SQUARE HEAD SOLID, CLASS 3000, CARBON STEEL ASME SA 105 | 1 | D | 4730P SE
BBA632Y | AL | M-A-16-000-002 | 4 | PLUG | PLUG, VALVE, QA 3, PLUG, VALVE; DISC, VALVE & HOLDER ASSEMBLY,BRASS AND VITON, FOR | 3 | P | 48200 SE
BBE946J | AL | M-A-16-000-002 | 6 | PLUG | PLUG, VALVE, QA 2, PLUG, VALVE; WITH STEM, FOR REGULATING FLUID PRESS VALVE, 0.25 IN, 250 | 2 | P | 48200 SE
BDF189F | AL | M-A-01-000-002 | 3 | PLUG | PLUG, VALVE, QA 1, PLUG, VALVE; HEX HEAD, THREADED, STEEL, FOR SWING CHECK VALVE, 16 IN | 1 | P | 48200 SE
BEA264F | AL | M-A-10-000-002 | 4 | PLUG | PLUG, TYPICAL, QA 2, PLUG,SENSOR, ; STAINLESS STEEL, FOR TRANSMITTER, PRESSURE, MODEL 752 | 2 | P | 6695D SE
BEB931W | AL | L-A-02-000-002 | 1 | PLUG | PLUG, VALVE, QA 0, 1-1/2 IN, 600 PSIG, STAINLESS STEEL, SOCKETWELD, PLUG, VALVE; CV28, EQUALS 0/1, COLD BOX, STAINLESS STEEL, FOR | 0 | P | 48200 SE
BEE641N | AL | M-A-04-000-002 | 1 | PLUG | PLUG, TUBING, QA 1, PLUG, TUBE FITTING THREAD; STAINLESS STEEL ASME SA 479 TP 316 S31600 | 1 | P | 4730P SE
BEH107W | AL | M-A-10-000-002 | 1 | PLUG | PLUG, VALVE, QA 1, PLUG, VALVE; STAINLESS STEEL, FOR GLOBE VALVE, 6 IN, MODEL 37-10132 | 1 | P | 48200 SE
BEV954X | AL | M-A-01-000-002 | 2 | PLUG | PLUG, VALVE, QA 1, PLUG, VALVE; VALVE, STEEL, FOR SOLENOID POWER OPERATED RELIEF VALVE | 1 | P | 48200 SE
BEW632F | AL | M-A-07-000-002 | 31 | PLUG | PLUG, TUBING, QA 3, PLUG, TUBING; TYPE: HEX; NOMINAL SIZE: 1/8 IN; MATERIAL: SS; SURFACE | 3 | C | 4730P SE
BFL750P | AL | T-A-01-000-002 | 19 | PLUG | PLUG, ELECTRICAL, QA 0, CONNECTOR, PLUG ELECTRICAL; CONNECTOR TYPE: POWER, BODY STYLE: | 0 | P | 5935B SE
BGM884B | AL | M-A-16-000-002 | 200 | PLUG | PLUG, TYPICAL, QA 3, BUTTON, PLUG; STEEL, RUSTPROOF, SNAP-IN, CAP-TITE, 1.25 IN DIA, FOR | 3 | P | 5975B SE
BGP395G | AL | M-A-01-000-002 | 1 | PLUG | PLUG, VALVE, QA 1, CLASS 3, PLUG, VALVE; ASME SA 479 TP316 W/STELLITE, FOR 3" GLOBE VALVE,MODEL | 1 | C | 48200 SE
BGP397C | AL | M-A-01-000-002 | 2 | PLUG | PLUG, VALVE, QA 1, PLUG, VALVE; STAINLESS STEEL TYPE 316, FOR GLOBE VALVE, 1 IN, MODEL | 1 | P | 48200 SE
BGP680W | AL | M-A-16-000-002 | 14 | PLUG | PLUG, VALVE, QA 1, PLUG, VALVE; VENT, STAINLESS STEEL, ASME SA479 TYPE 316, FOR CONTROL | 1 | C | 48200 SE
BGQ500M | AL | M-A-16-000-002 | 100 | PLUG | PLUG, TYPICAL, QA 3, BUTTON, PLUG; BLANK, SNAP IN, 2 IN, STEEL, ASTM A108, FOR CONDUIT AND | 3 | P | 5975B SE
BGR604Q | AL | L-A-09-000-002 | 41 | PLUG | PLUG, PIPE, QA 3, 1/2 IN, SQUARE, MNPT, IRON, ASTM A197, B16.14, PLUG, PIPE; STYLE: SQ HD SOLID, MATERIAL: MALLEABLE IRON, NOMINAL: | 3 | C | 4730P SE
BGR929T | AL | T-A-01-000-002 | 120 | PLUG | PLUG, TYPICAL, QA 0, 1/4 IN, NYLON, HEX, PLUG, MACHINE THREAD; BLACK NYLON, 0.125 ID X 0.250-28 THD OD, HEX | 0 | P | 6630D SE
BGW756G | AL | L-A-09-000-002 | 2 | PLUG | PLUG, ELECTRICAL, QA 0, CONNECTOR, PLUG ELECTRICAL; CONNECTOR TYPE: COAXIAL, NO CONTACTS: 14 | 0 | P | 5935B SE
BHE430W | AL | L-A-09-000-002 | 2 | PLUG | PLUG, TYPICAL, QA 0, PLUG, MONITOR; FILTER CARTRIDGE ASSEMBLY, IODINE CHANNEL, FOR | 0 | P | 6630D SE
BHE648M | AL | T-A-01-000-002 | 23 | PLUG | PLUG, PIPE, QA 1, PLUG, PIPE; CFR 10 CFR 50.49, CFR 10 CFR 21 *** | 1 | P | 4730P SE
BHJ517G | AL | M-A-09-000-002 | 1 | PLUG | PLUG, ELECTRICAL, QA 3, CONNECTOR, RECEPTACLE ELECT; GENERAL PURPOSE, STRAIGHT 15 PIN, 125 | 3 | P | 5935B SE
BHR135T | AL | M-A-01-000-002 | 4 | PLUG | PLUG, VALVE, QA 1, PLUG, ROTARY VALVE; STAINLESS STEEL TYPE 316, FOR GLOBE VALVE,1.5 & .5 | 1 | P | 48200 SE
BJE901Y | AL | T-A-01-000-002 | 7 | PLUG | PLUG, ELECTRICAL, QA 0, POWER, 250, 30, STRAIGHT, CONNECTOR, PLUG ELECTRICAL; CONNECTOR TYPE: POWER, BODY STYLE: | 0 | P | 5935B SE
BJK475T | AL | M-A-16-000-002 | 75 | PLUG | PLUG, VALVE, QA 3, PLUG, VENT; FLUORCARBON ELASTOMER, 0.221 ID X 0.289 OD X 0.31 IN LONG | 3 | P | 4320U SE
BKB828N | AL | M-A-11-000-002 | 5 | PLUG | PLUG, VALVE, QA 3, PLUG, VALVE; EXPANSION, STEEL, REF 2, FOR MANUAL VALVE ACTUATOR, SIZE | 3 | P | 48200 SE
BKE835A | AL | L-A-09-000-002 | 3 | PLUG | PLUG, ELECTRICAL, QA 3, CONNECTOR, PLUG ELECTRICAL; MALE,FOR MODEL CRM-71S, RADIATION | 3 | P | 5935B SE
BLC717L | AL | L-A-09-000-002 | 7 | PLUG | PLUG, TYPICAL, QA 3, PLUG, DIESEL ENGINE; CARBON STEEL, 0.375 IN NPT, FOR STANDBY DIESEL | 3 | P | 2910O SE
BLC931J | AL | L-A-09-000-002 | 8 | PLUG | PLUG, TYPICAL, QA 1, PLUG, ; 0.375 IN MPT, SQUARE SOCKET, FOR STANDBY DIESEL ENGINE, MODEL | 1 | P | 2910O SE
BLV624E | AL | T-A-04-000-002 | 2 | PLUG | PLUG, VALVE, QA 1, CLASS 3, PLUG, VALVE; CORROSION RESISTANT, ASME SA564 GR 630, TYPE 17-4 PH, FOR | 1 | C | 48200 SE
BNN923H | AL | L-A-09-000-002 | 86 | PLUG | PLUG, BANANA, QA 2, ADAPTER, CONNECTOR; TERMINAL STRIP BANANA JACK, NICKEL PLATED BRASS | 2 | P | 5935B SE
BNN925D | AL | L-A-09-000-002 | 102 | PLUG | PLUG, BANANA, QA 2, ADAPTER, CONNECTOR; TERMINAL STRIP BANANA JACK, NICKEL PLATED BRASS | 2 | P | 5935B SE
BNP238V | AL | L-A-09-000-002 | 33 | PLUG | PLUG, BANANA, QA 2, ADAPTER, CONNECTOR; TERMINAL STRIP BANANA JACK, NICKEL PLATED BRASS | 2 | P | 5935B SE
BNP239R | AL | L-A-09-000-002 | 35 | PLUG | PLUG, BANANA, QA 2, ADAPTER, CONNECTOR; TERMINAL STRIP BANANA JACK, NICKEL PLATED BRASS | 2 | P | 5935B SE
BNP240L | AL | L-A-09-000-002 | 500 | PLUG | PLUG, BANANA, QA 2, ADAPTER, CONNECTOR; TERMINAL STRIP BANANA JACK, NICKEL PLATED BRASS | 2 | P | 5935B SE
BNP248Q | AL | L-A-09-000-002 | 76 | PLUG | PLUG, BANANA, QA 2, ADAPTER, CONNECTOR; TERMINAL STRIP BANANA JACK, NICKEL PLATED BRASS | 2 | P | 5935B SE
BNP249N | AL | L-A-09-000-002 | 76 | PLUG | PLUG, BANANA, QA 2, ADAPTER, CONNECTOR; TERMINAL STRIP BANANA JACK, NICKEL PLATED BRASS | 2 | P | 5935B SE
BNP250H | AL | L-A-09-000-002 | 100 | PLUG | PLUG, BANANA, QA 2, ADAPTER, CONNECTOR; TERMINAL STRIP BANANA JACK, NICKEL PLATED BRASS | 2 | P | 5935B SE
BNQ650V | AL | T-A-06-000-002 | 2 | PLUG | PLUG, VALVE, QA 0, PLUG, VALVE; VALVE, FOR 8 IN VALVE, MODEL 500SHC32EA95, S/N | 0 | P | 48200 SE
BNR766P | AL | T-A-05-000-002 | 1 | PLUG | PLUG, VALVE, QA 1, PLUG, VALVE; STAINLESS STEEL, ASME SA479, TYPE 316 | 1 | P | 48200 SE
BPJ854Q | AL | M-A-08-000-002 | 1 | PLUG | PLUG, VALVE, QA 0, WEDGE, ; FOR VALVE, 2 IN, MODEL NO W08-2054W-02TY, DWG NO 23-05 *** | 0 | P | 48200 SE
BPL214K | AL | M-A-15-000-002 | 20 | PLUG | PLUG, TUBING, QA 3, PLUG,TUBE, ; "POP-A-PLUG" TYPE STAINLESS STEEL FOR 0.625 IN OD X 18 | 3 | C | 6695D SE
BPL215H | AL | M-A-02-000-002 | 10 | PLUG | PLUG, TUBING, QA 3, PLUG,TUBE, ; "POP-A-PLUG" TYPE, FOR 0.75 IN OD TUBE, STAINLESS STEEL | 3 | C | 6695D SE
BQD021K | AL | T-A-01-000-002 | 1 | PLUG | PLUG, TYPICAL, QA 3, PLUG ASSY, ; 125 VAC, 48 IN LONG, POWER, FOR RECORDER, MODELS T101-E7 | 3 | C | 6695D SE
BQN194E | AL | M-A-06-000-002 | 1 | PLUG | PLUG, VALVE, QA 0, STEM, BAL, FOR 4 IN FISHER CONTROL GATE VALVE, MODEL | 0 | C | 48200 SE
BQQ180T | AL | P-A-LL-ET0-081 | 3 | PLUG | PLUG, VALVE, QA 1, PLUG, VALVE; FOR A 6" POWELL, BUTT WELD GLOBE VALVE 150 LB, FIG NO. | 1 | C | 48200 SE
BRK054Y | AL | M-A-01-000-002 | 2 | PLUG | PLUG, VALVE, QA 0, PLUG & STEM ASSY, ; FOR MODEL EC VALVES,C/O PLUG, WITH STELLITE TIP | 0 | C | 48200 SE
BTA440N | AL | L-A-09-000-002 | 6 | PLUG | PLUG, ELECTRICAL, QA 0, ALUMINUM, CONNECTOR, PLUG ELECTRICAL; ALUMINUM, QUARTER TURN, MALE PLUG, FOR 2 | 0 | C | 5935B SE
BTM389P | AL | T-A-01-000-002 | 6 | PLUG | PLUG, PIPE, QA 0, PLUG ASSY, PIPE; 2.00" SCH 40 STEEL, BULL PLUG, VICTAULIC STYLE 90 | 0 | C | 4730P SE
BTQ141D | AL | M-A-06-000-002 | 1 | PLUG | PLUG, VALVE, QA 0, PLUG, VALVE; 2 INCH, SEMISTEEL, TAPERED PLUG, WITH 2-INCH SQUARE HEAD | 0 | C | 48200 SE
BTQ795W | AL | L-A-09-000-002 | 1 | PLUG | PLUG, ELECTRICAL, QA 3, CONNECTOR, FIRE ALARM SYSTEM; 9 PIN MALE, FOR MODEL MA-2400 FIRE ALARM | 3 | B | 6350B SE
BVA716M | AL | L-A-09-000-002 | 2 | PLUG | PLUG, VALVE, QA 3, PLUG, VALVE; PLUG, FOR HAMMEL DAHL VALVE, CAT. NO. V803, FITS 3/4 IN | 3 | C | 48200 SE
BVA720A | AL | L-A-09-000-002 | 2 | PLUG | PLUG, VALVE, QA 3, PLUG, VALVE; PLUG, FOR HAMMEL DAHL VALVE, CAT NO. V803, FITS 1/2 IN | 3 | C | 48200 SE
BVB741H | AL | M-A-12-000-002 | 2 | PLUG | PLUG, PIPE, QA 0, PLUG, TEST PIPE; MATERIAL: CARBON STEEL, NOMINAL SIZE: 02.000 IN ( 2) | 0 | C | 4730P SE
BVB832E | AL | M-A-15-000-002 | 20 | PLUG | PLUG, ELECTRICAL, QA 3, CONNECTOR, PLUG ELECTRICAL; COAXIAL, TYPE N PLUG, RIGHT ANGLE *** | 3 | B | 5935B SE
BVC804F | AL | L-A-13-000-002 | 4 | PLUG | PLUG, ELECTRICAL, QA 3, PLUG, ELECTRICAL; STRAGHT PLUG, SOLID SHELL, SOCKET TYPE *** | 3 | B | 5935B SE
BVC806B | AL | L-A-13-000-002 | 5 | PLUG | PLUG, ELECTRICAL, QA 3, PLUG, ELECTRICAL; ANGLE PLUG, SPLIT SHELL, PIN TYPE *** | 3 | B | 5935B SE
BVE467V | AL | L-A-09-000-002 | 4 | PLUG | PLUG, ELECTRICAL, QA 3, COAXIAL, BAYONET LOCK, CONNECTOR, | 3 | B | 6695D SE
BVF862G | AL | T-A-05-000-002 | 1 | PLUG | PLUG, VALVE, QA 0, PLUG, VALVE; 10 IN, TAG #, 1.2-LCV-06-106-A,FOR 10 IN GLOBE,VALVE, MFG | 0 | B | 48200 SE
BVJ886J | AL | L-A-09-000-002 | 8 | PLUG | PLUG, TYPICAL, QA 3, PLUG, COUPLING; GREASE, 1/8" NPT X 1/4" LONG, ALLEN SOCKET HEAD | 3 | C | 3040D SE
BVK697G | AL | L-A-09-000-002 | 2 | PLUG | PLUG, VALVE, QA 3, PLUG, PRESSURE CONTROLLER; VALVE PLUG, BRASS, FOR CONTROLLER MODEL | 3 | B | 6695D SE
BVW099D | AL | L-A-02-000-002 | 8 | PLUG | PLUG, PIPE, QA 1, 7/8 IN, HEX, MNPT, SS, PLUG, PIPE; STYLE: HEXAGON PLUG, MATERIAL: STAINLESS STEEL, NOMINAL: | 1 | C | 4730P SE
BWC583X | AL | L-A-09-000-002 | 2 | PLUG | PLUG, ELECTRICAL, QA 0, CONNECTOR, PLUG ELECTRICAL; NO CONTACTS: 36 *** | 0 | C | 5935B SE
BXE007A | AL | L-A-02-000-002 | 4 | PLUG | PLUG, TUBING, QA 3, HEX, 1/4 IN, SS, COMPRESSION, PLUG, TUBE FITTING THREAD; MATERIAL: STAINLESS STEEL, NOMINAL SIZE: | 3 | C | 4730P SE
CAD599H | AL | R-A-05-000-002 | 1 | PLUG | PLUG, CORE, QA 1, PLUG, MONITOR; CORE PLATE PLUG, FOR REACTOR VESSEL, DWG # 131C8585 | 1 | B | 6630D SE
CAF675H | AL | L-A-07-000-002 | 1 | PLUG | PLUG, ELECTRICAL, QA 3, CONNECTOR, CABLE; STRAIGHT PLUG, 7 CONTACTS,CONTACT SIZE:16 *** | 3 | B | 5975B SE
CAK018Q | AL | L-A-09-000-002 | 51 | PLUG | PLUG, PIPE, QA 1, CLASS 2, 3/8 IN, HEX, MNPT, SS, ASME SA182 GR F316, STANDARD MILL FINISH, B16.11 | 1 | D | 4730P SE
CAN591K | TR | - - - - | 10 | PLUG | PLUG, PIPE, QA 1, CLASS 2, 1/4 IN, HEX, MNPT, SS, ASME SA479 TP316, STANDARD MILL FINISH | 1 | C | 4730P SE
CAP580Y | AL | T-A-12-000-002 | 97 | PLUG | PLUG, TUBING, QA 1, CLASS 3, PLUG, TUBE,HEAT EXCHANGER; TAPERED FOR JOSEPH OATS ASME SECTION III | 1 | C | 4420B SE
CAR698H | AL | L-A-09-000-002 | 3 | PLUG | PLUG, TUBING, QA 1, CLASS 2, HEX, 1/2 IN, SS, ASME SA479 GR 316, STANDARD MILL FINISH | 1 | C | 4730P SE
CBR965E | AL | L-A-09-000-002 | 2 | PLUG | PLUG, ELECTRICAL, QA 2, CONNECTOR, PLUG ELECTRICAL; CONNECTOR TYPE: CABLE CONNECTING, BODY | 2 | B | 5935B SE
CBY266F | AL | M-A-01-000-002 | 22 | PLUG | PLUG, TUBING, QA 0, PLUG, TUBE,HEAT EXCHANGER; TORQ'N SEAL, .570" TO .590" RANGE, CARBON | 0 | C | 4420B SE
CDX409D | AL | M-A-03-000-002 | 1 | PLUG | PLUG, VALVE, QA 0, PLUG, VALVE; 4 INCH CLASS 900 COPES VULCAN VALVE *** | 0 | C | 48200 SE
CEM090Q | AL | L-A-13-000-002 | 3 | PLUG | PLUG, TYPICAL, QA 0, PLUG, *TYPICAL; TYPE: ASSEMBLY *** PLUG/STEM ASSEMBLY FOR FISHER | 0 | B | 48104 SE
CFP976T | AL | L-A-13-000-002 | 1 | PLUG | PLUG, ELECTRICAL, QA 3, COAXIAL, STRAIGHT, 1 CONTACT, ** LOCKING METHOD: TWISTLOCK | 3 | B | 5935B SE
CFW088M | AL | L-A-09-000-002 | 2 | PLUG | PLUG, PIPE, QA 3, PLUG, PIPE; NOMINAL SIZE: 9/16 IN; MATERIAL: SS; HEAD: SOCKET *** | 3 | B | 4730P SE
CHJ853Q | AL | R-A-03-000-002 | 1 | PLUG | PLUG, VALVE, QA 0, 4 IN, 300 PSI, SS/STELLITE, FOR HEATER LEVEL CONTROL VALVE, TYPE 1400, | 0 | C | 48200 SE
AKF606W | AL | D-B-16-000-001 | 2 | PLUNGER | PLUNGER, TYPICAL, QA 3, PLUNGER, PUMP; PUMP, SA-479, TYPE 304 STNLS STL, FOR RECIPROCATING | 3 | C | 4320U SE
BFN853P | AL | D-A-04-302-003 | 15 | PLUNGER | PLUNGER, VALVE, QA 3, PLUNGER, DETENT; DIFFERENTIAL UNIT, FOR 3.00 INCH HIDROMATIC DELUGE | 3 |  | 4710Y SE
BGG855C | AL | P-A-LL-ET0-063 | 2 | PLUNGER | PLUNGER, TYPICAL, QA 1, PLUNGER, PUMP; STAINLESS STEEL, ASTM A276, TYPE 304L, HARD GROUND | 1 | C | 4320U SE
BHE148A | AL | A-A-01-000-001 | 1 | PLUNGER | PLUNGER, VALVE, QA 1, PLUNGER, DETENT; FOR SOLENOID VALVE, MODEL 82KK-001, CLASS 2158, DWG | 1 | P | 4710Y SE
BHE148A | AL | 1-B-14-000-001 | 1 | PLUNGER | PLUNGER, VALVE, QA 1, PLUNGER, DETENT; FOR SOLENOID VALVE, MODEL 82KK-001, CLASS 2158, DWG | 1 | P | 4710Y SE
BLM046J | AL | A-A-01-000-001 | 1 | PLUNGER | PLUNGER, VALVE, QA 1, SOLENOID, , DETENT; STAINLESS STEEL, ANNEALED, AND CHROME PLATED,DWG ITEM 11, | 1 | B | 4710Y SE
BXF342Y | AL | F-A-12-101-000 | 2 | PLUNGER | PLUNGER, VALVE, QA 1, PLUNGER, VALVE; LOWER,DWG 1071240-1 AND MODEL 82AB-001 *** | 1 | B | 48200 SE
AWG959W | AL | M-A-12-000-002 | 3 | PLUNGER | PLUNGER, TYPICAL, QA 0, PLUNGER, ; RATCHET, FOR 3/4 TON COME- ALONG, MODEL B *** | 0 | P | 3950F SE
BGG855C | AL | P-A-LL-ET0-063 | 5 | PLUNGER | PLUNGER, TYPICAL, QA 1, PLUNGER, PUMP; STAINLESS STEEL, ASTM A276, TYPE 304L, HARD GROUND | 1 | C | 4320U SE
BJC794E | AL | L-A-03-000-002 | 4 | PLUNGER | PLUNGER, VALVE, QA 0, PLUNGER, DETENT; STEEL, FOR PLUG VALVE, 3 IN, 150 PSIG, FIG 0366BW | 0 | P | 4710Y SE
BKC384V | AL | L-A-09-000-002 | 1 | PLUNGER | PLUNGER, TYPICAL, QA 0, PLASTIC, THREADED, CYLINDRICAL/HOLLOW, PLUNGER, ; CLEAR PLASTIC, CYLINDRICAL SHAPED ONE END AND WITH MALE | 0 | P | 6630D SE
BLT534L | AL | L-A-09-000-002 | 2 | PLUNGER | PLUNGER, TYPICAL, QA 0, PUMP, 1 IN, 1750 PSI, PLUNGER, PUMP; 1 IN, REF 12, FOR PUMP, PDII, SIZE 1-P, 64 GPH, 1750 | 0 | P | 4320U SE
BXY610X | AL | M-A-03-000-002 | 1 | PLUNGER | PLUNGER, VALVE, QA 1, SS, MATERIAL SPEC: 410 STAINLESS STEEL, ANNEALED CHROME PLATED, FOR | 1 | C | 48200 SE
APW320X | AL | L-A-09-000-002 | 7 | POINT | POINT, TYPICAL, QA 0, PIVOT, ALUMINUM, POINT ASSY, PIVOT, ALUMINUM, FOR FISHER CONTROLS CO VALVE | 0 | P | 48200 SE
ABX014M | AL | D-A-04-202-002 | 2 | POINTER | POINTER, INSTRUMENT, QA 0, POINTER ASSY, ; DWG 933635, PRIMARY, FOR YARWAY REACTOR WATER LEVEL | 0 |  | 6695D SE
ACX102W | AL | D-A-04-202-007 | 6 | POINTER | POINTER, INSTRUMENT, QA 0, POINTER, DIAL; FOR DURAGUAGES 4-1/2 IN, NO 1279A *** | 0 |  | 6695D SE
ACX103T | AL | D-A-04-202-007 | 3 | POINTER | POINTER, INSTRUMENT, QA 0, POINTER, DIAL; GAGE, ADJUSTABLE, FOR ASHCROFT MODEL 1383 TEST GAGE | 0 |  | 6695D SE
APV762N | AL | D-A-04-202-007 | 2 | POINTER | POINTER, INSTRUMENT, QA 0, POINTER ASSY, ; BLACK, FOR FOXBORO CONSOTROL CONTROLLER, MODEL | 0 |  | 6695D SE
ARQ815Y | AL | D-A-13-401-003 | 3 | POINTER | POINTER, INSTRUMENT, QA 0, POINTER, DIAL; INDICATING, FOR TYPE T1150, PNEUMATIC CONTROLLER, 0-20 | 0 |  | 6695D SE
AGX915Q | AL | L-A-09-000-002 | 1 | POINTER | POINTER, INSTRUMENT, QA 0, POINTER, DIAL; FOR HERSEY GAGE 235A-13, SN 425807, ON TURBINE LUBE OIL | 0 | P | 2825G SE
AJW475K | AL | L-A-09-000-002 | 1 | POINTER | POINTER, INSTRUMENT, QA 0, POINTER, DIAL; FOR LEEDS AND NORTHRUP SPEEDOMAX W MULTI-RANGE RECORDER | 0 | P | 6695D SE
APV862J | AL | L-A-09-000-002 | 1 | POINTER | POINTER, INSTRUMENT, QA 0, POINTER ASSY, ; RED, FOR FOXBORO CONSOTROL CONTROLLER, MODEL 52A-SM2 | 0 | P | 6695D SE
AWQ596X | AL | T-A-01-000-002 | 3 | POINTER | POINTER, INSTRUMENT, QA 0, POINTER, DIAL; STEEL, SCALE INDICATING FOR RECORDER MODEL E1124E *** | 0 | P | 6695D SE
AXR431K | AL | M-A-10-000-002 | 10 | POINTER | POINTER, INSTRUMENT, QA 2, POINTER ASSY, ; STEEL, RED, FOR MODEL 52A-SM4 CONSOTROL CONTROLLER *** | 2 | P | 6695D SE
AXR432H | AL | M-A-10-000-002 | 5 | POINTER | POINTER, INSTRUMENT, QA 2, POINTER ASSY, ; STEEL, BLACK, FOR MODEL 52A-SM4 CONSOTROL CONTROLLER | 2 | P | 6695D SE
BGW575L | AL | M-A-16-000-002 | 2 | POINTER | POINTER, INSTRUMENT, QA 3, POINTER, DIAL; FLYWHEEL, INDICATING, ENGINE TYPE S16E4, FOR DUAL AIR | 3 | P | 2910O SE
BPN613T | AL | M-A-16-000-002 | 3 | POINTER | POINTER, INSTRUMENT, QA 3, POINTER, DIAL; ADJUSTABLE, FOR CONTROL INDICATOR, MODEL 1224-2 *** | 3 | C | 6695D SE
BPP166L | AL | M-A-16-000-002 | 9 | POINTER | POINTER, INSTRUMENT, QA 3, POINTER, DIAL; WHITE,FOR MODEL 227 *** | 3 | C | 6695D SE
BPP168G | AL | M-A-16-000-002 | 8 | POINTER | POINTER, INSTRUMENT, QA 3, POINTER, DIAL; METAL, WHITE, 4.125 IN LG, FOR MODEL 224 AND/OR 288A | 3 | C | 6695D SE
CAY174T | AL | 1-A-04-009-001 | 2 | POLE | POLE, TYPICAL, QA 1, POLE UNIT, SWITCH,DISCONNECT; SINGLE PHASE, MODEL HPLC, FOR DISCONNECT | 1 | B | 61100 SE
CAY174T | AL | A-A-01-000-001 | 3 | POLE | POLE, TYPICAL, QA 1, POLE UNIT, SWITCH,DISCONNECT; SINGLE PHASE, MODEL HPLC, FOR DISCONNECT | 1 | B | 61100 SE
AXX783Y | AL | A-A-01-000-001 | 1 | POPPET | POPPET, VALVE, QA 0, POPPET, VALVE; VALVE TOP, COMPLETE WITH PLUNGER, FOR 0.75 IN PIPE SIZE | 0 | P | 48200 SE
AEG987E | AL | L-A-02-000-002 | 26 | POPPET | POPPET, VALVE, QA 0, POPPET, ; COMPRESSION 2.5, FOR VALVE BODY ASSY (MANIFOLD | 0 | P | 4710Y SE
BBQ039P | AL | D-A-04-201-002 | 2 | PORT | PORT, TYPICAL, QA 0, PORT, ; PLASTIC, STANDARD INJECTION, WITH ONE MALE THREADED AND ONE | 0 | P | 6630D SE
ARE287H | AL | M-A-04-000-002 | 2 | POSITIONER | POSITIONER, TYPICAL, QA 2, CONTROLLER, POSITIONER; ELECTRONIC CONSOTROL, PROPORTIONAL | 2 | P | 6695D SE
ARL093N | AL | M-A-13-000-002 | 3 | POSITIONER | POSITIONER, TYPICAL, QA 2, CONTROLLER, POSITIONER; CONNECTING ROD, WOOD BLOCK WITH STEEL GUIDE ON | 2 | P | 6695D SE
BVT928K | AL | T-A-01-000-002 | 1 | POSITIONER | POSITIONER, TYPICAL, QA 0, POSITIONER ASSY, ACTUATOR; C/W SIGHT GLASS, M/N 3375, S/N 207160 | 0 | C | 48200 SE
BXF164W | AL | L-A-03-000-002 | 1 | POSITIONER | POSITIONER, TYPICAL, QA 0, CONTROLLER, POSITIONER; WITH GAUGES, HIGH TEMPERATURE CONSTRUCTION | 0 | C | 6695D SE
CAW179T | AL | I-A-17-000-002 | 1 | POSITIONER | POSITIONER, PNEUMATIC, QA 0, POSITIONER, PNEUMATIC; ASSEMBLY,POSITIONER BETA,MK1,AIR/RET,MANIFOLD | 0 |  | 6695D SE
AYB919N | AL | A-A-01-000-001 | 1 | POST | POST, TYPICAL, QA 0, POST, VALVE; STAINLESS STEEL, GUIDE, FOR 6 IN 150 PSIG AIR OPERATED | 0 | P | 48200 SE
BTK733D | AL | M-A-04-000-002 | 5 | POST | POST, TYPICAL, QA 3, POST, RECORDER; REAR COVER, TEFLON, FOR RECORDER, MULTIPLE PURPOSE | 3 | B | 6695D SE
CAM820F | AL | M-A-12-000-002 | 18 | POST | POST, TYPICAL, QA 3, POST, BINDING ELECTRICAL; BLACK *** | 3 | B | 5940I SE
AWC765Y | AL | A-A-01-000-001 | 10 | POTENTIOMETER | POTENTIOMETER, TYPICAL, QA 0, VARIABLE, 2 K, +/- 10%, 1, 0.5, CERMET, RESISTOR, VARIABLE,NONWIREWOUN; RESISTOR STYLE: TRIMMER POT SQUELCH | 0 | C | 5905I SE
ARM138Y | AL | L-A-13-000-002 | 2 | POTENTIOMETER | POTENTIOMETER, TYPICAL, QA 0, VARIABLE, 20 K, +/- 10%, 20, 1, RESISTOR, VARIABLE,WIRE WOUND; RESISTOR STYLE: POTENTIOMETER, OHMS | 0 | P | 5905I SE
AXX884Q | AL | M-A-12-000-002 | 4 | POTENTIOMETER | POTENTIOMETER, TYPICAL, QA 0, VARIABLE, 20 K, +/- 10%, 22, RESISTOR, VARIABLE,NONWIREWOUN; RESISTOR STYLE: RECTANGULAR, OHMS | 0 | P | 5905I SE
BPM301L | AL | P-A-LL-ET0-028 | 1 | POTENTIOMETER | POTENTIOMETER, TYPICAL, QA 1, POTENTIOMETER, ; EQUALIZE VOLTAGE ADJUST, FOR 250 VOLTS MAIN BATTERY | 1 | B | 5905I SE
BPM301L | AL | L-A-13-000-002 | 3 | POTENTIOMETER | POTENTIOMETER, TYPICAL, QA 1, POTENTIOMETER, ; EQUALIZE VOLTAGE ADJUST, FOR 250 VOLTS MAIN BATTERY | 1 | B | 5905I SE
BTQ010Y | AL | L-A-13-000-002 | 9 | POTENTIOMETER | POTENTIOMETER, TYPICAL, QA 3, RESISTOR, VARIABLE; POTENTIOMETER, TRIMMING, SIDE ADJUST, 2 KOHMS | 3 | B | 5905I SE
ACV046C | AL | A-A-01-000-001 | 2 | POWER SUPPLY | POWER SUPPLY, ELECTRONIC, QA 0, POWER SUPPLY, ELECTRICAL; FOR MODEL 940, SN 100099 *** | 0 | P | 61100 SE
AEW750V | AL | 5-B-01-301-000 | 1 | POWER SUPPLY | POWER SUPPLY, ELECTRONIC, QA 0, POWER SUPPLY, ELECTRICAL; FOR MONITOR, GENERATOR CONDITION, CAT NO. | 0 | P | 61100 SE
ARD179R | AL | A-A-01-000-001 | 1 | POWER SUPPLY | POWER SUPPLY, ELECTRONIC, QA 3, POWER SUPPLY, ELECTRICAL; REGULATED, INPUT 105-132 V, 57-63 HZ, PLUS | 3 | P | 61100 SE
ARD179R | AL | D-A-04-201-001 | 9 | POWER SUPPLY | POWER SUPPLY, ELECTRONIC, QA 3, POWER SUPPLY, ELECTRICAL; REGULATED, INPUT 105-132 V, 57-63 HZ, PLUS | 3 | P | 61100 SE
ARD430P | AL | A-A-01-000-001 | 1 | POWER SUPPLY | POWER SUPPLY, ELECTRONIC, QA 0, 26 DC, 112/124, 13/15, 65, POWER SUPPLY, ELECTRICAL; 112 TO 124 VAC, 13 TO 15 AMPS INPUT, 26 VDC | 0 | P | 61100 SE
ARD592H | AL | 1-B-08-000-001 | 1 | POWER SUPPLY | POWER SUPPLY, ELECTRONIC, QA 0, 105/125, 5 DC, 0.250, 50/420, POWER SUPPLY, ELECTRICAL; PANEL TYPE,OUTPUT 5 VOLTS DIRECT | 0 | P | 61100 SE
ARV790G | AL | 1-B-08-000-001 | 1 | POWER SUPPLY | POWER SUPPLY, ELECTRONIC, QA 0, POWER SUPPLY, ELECTRICAL; ELEC *** | 0 | P | 61100 SE
ATY899Q | AL | A-A-01-000-001 | 3 | POWER SUPPLY | POWER SUPPLY, ELECTRONIC, QA 0, 4.2/15.8, 1.3, 3.5, 50/440, POWER SUPPLY, ELECTRICAL; INPUT:50-440HZ,1.300 AMP, | 0 | P | 61100 SE
ATY926G | AL | A-A-01-000-001 | 1 | POWER SUPPLY | POWER SUPPLY, ELECTRONIC, QA 0, 100/130, 48 DC, 4, POWER SUPPLY, ELECTRICAL; OUTPUT:48 VDC,4 AMP,INPUT:100/130 VAC,FOR | 0 | P | 61100 SE
AVB481Q | AL | A-A-01-000-001 | 1 | POWER SUPPLY | POWER SUPPLY, ELECTRONIC, QA 0, POWER SUPPLY, ELECTRICAL; HIGH VOLTAGE, FOR MODEL 987-514, POLYSPEC | 0 | P | 61100 SE
AXE204Q | AL | A-A-01-000-001 | 1 | POWER SUPPLY | POWER SUPPLY, ELECTRONIC, QA 0, POWER SUPPLY, ELECTRICAL; METALLIC, FOR MA-1 MONITOR RACK ON ALARM | 0 | P | 61100 SE
BBC831E | AL | A-A-01-000-001 | 1 | POWER SUPPLY | POWER SUPPLY, ELECTRONIC, QA 0, POWER ASSY, VALVE; W/BULB AND CAPILLARY TUBE, FOREXPANSION VALVE, 14 | 0 | P | 48200 SE
BBJ912F | AL | A-A-01-000-001 | 1 | POWER SUPPLY | POWER SUPPLY, ELECTRONIC, QA 0, POWER SUPPLY, ELECTRICAL; FOR PROGRAMMABLE CONTROLLER, P/N BCT-30 *** | 0 | P | 61100 SE
BBJ913D | AL | A-A-01-000-001 | 1 | POWER SUPPLY | POWER SUPPLY, ELECTRONIC, QA 0, POWER SUPPLY, ELECTRICAL; FOR PROGRAMMABLE CONTROLLER, P/N BCT-30 *** | 0 | P | 61100 SE
BBJ914B | AL | A-A-01-000-001 | 1 | POWER SUPPLY | POWER SUPPLY, ELECTRONIC, QA 0, POWER SUPPLY, ELECTRICAL; FOR PROGRAMMABLE CONTROLLER, P/N BCT-30 *** | 0 | P | 61100 SE
BBJ920V | AL | A-A-01-000-001 | 1 | POWER SUPPLY | POWER SUPPLY, ELECTRONIC, QA 0, POWER SUPPLY, ELECTRICAL; FOR PROGRAMMABLE CONTROLLER, P/N BCT-30 *** | 0 | P | 61100 SE
BDG400M | AL | A-A-01-000-001 | 4 | POWER SUPPLY | POWER SUPPLY, ELECTRONIC, QA 0, POWER SUPPLY, ELECTRICAL; FOR ALARM-MONITOR, MODEL HS-2S *** | 0 | P | 61100 SE
BFY447R | AL | A-A-01-000-001 | 4 | POWER SUPPLY | POWER SUPPLY, ELECTRONIC, QA 0, POWER SUPPLY, ELECTRICAL; 115 VOLTS, MODEL 992, TABLE TOP ENCLOSURE | 0 | P | 61100 SE
BHK580F | AL | D-A-32-104-001 | 2 | POWER SUPPLY | POWER SUPPLY, ELECTRONIC, QA 0, POWER SUPPLY, ELECTRICAL; 15 VAC INPUT, 3.5 LONG X 2.5 WIDE X 0.875 IN | 0 | P | 61100 SE
BJG688Q | AL | A-A-01-000-001 | 1 | POWER SUPPLY | POWER SUPPLY, ELECTRONIC, QA 0, POWER SUPPLY, ELECTRICAL; 24 VOLTS, 15 AMPS, REGULATED, FOR SIMULATOR | 0 | P | 61100 SE
BJN107A | AL | A-A-01-000-001 | 2 | POWER SUPPLY | POWER SUPPLY, ELECTRONIC, QA 0, POWER SUPPLY, ELECTRICAL; VAC INPUT, VDC OUTPUT, FR SERIES, FOR SINGER | 0 | P | 61100 SE
BJN112G | AL | A-A-01-000-001 | 3 | POWER SUPPLY | POWER SUPPLY, ELECTRONIC, QA 0, POWER SUPPLY, ELECTRICAL; VAC INPUT, VDC OUTPUT, FR SERIES, FOR SINGER | 0 | P | 61100 SE
BLV786K | AL | D-B-16-000-001 | 2 | POWER SUPPLY | POWER SUPPLY, ELECTRONIC, QA 3, POWER SUPPLY, ELECTRICAL; FOR ANNUNCIATOR. *** | 3 | P | 61100 SE
BMA683F | AL | 1-B-11-072-001 | 6 | POWER SUPPLY | POWER SUPPLY, ELECTRONIC, QA 0, POWER SUPPLY UNIT, ; EMERGENCY LIGHT. *** | 0 | P | 61100 SE
BMB388C | AL | F-A-02-103-000 | 1 | POWER SUPPLY | POWER SUPPLY, ELECTRONIC, QA 3, POWER SUPPLY, ELECTRICAL; SURFACE MOUNT, 115-7-1000 W, FOR | 3 | P | 61100 SE
BMB388C | AL | F-A-14-202-004 | 1 | POWER SUPPLY | POWER SUPPLY, ELECTRONIC, QA 3, POWER SUPPLY, ELECTRICAL; SURFACE MOUNT, 115-7-1000 W, FOR | 3 | P | 61100 SE
BNF108K | AC | - - - - | 1 | POWER SUPPLY | POWER SUPPLY, ELECTRONIC, QA 3, POWER SUPPLY, ELECTRICAL; MODEL U-24, 120 VAC INPUT, 24VDC AT 5 AMPS | 3 | B | 61100 SE
BQC440Q | AL | F-C-07-101-000 | 1 | POWER SUPPLY | POWER SUPPLY, ELECTRONIC, QA 1, 10-50 MADC, 10-50 MADC, ISOLATED, SUPPLY VOLTAGE 117 VAC PLUS 10 % TOLERANCE | 1 | B | 5805M SE
BRQ233E | AL | F-A-10-101-001 | 2 | POWER SUPPLY | POWER SUPPLY, ELECTRONIC, QA 3, POWER SUPPLY ASSY, ; REGULATED,FOR WH NUCLEAR TEST INSTRUTMENTS, SPIN | 3 | B | 6695D SE
BTQ071Y | AL | D-A-32-201-002 | 1 | POWER SUPPLY | POWER SUPPLY, ELECTRONIC, QA 3, POWER SUPPLY, ELECTRICAL; DC VOLTS OUTPUTS, +5 V @ 30 A, -5 V @ 1.75 | 3 |  | 61100 SE
BVB939V | AL | A-A-01-000-001 | 14 | POWER SUPPLY | POWER SUPPLY, ELECTRONIC, QA 1, POWER SUPPLY, ELECTRICAL; 12V DC, 3.4 AMPS *** | 1 | B | 61100 SE
BWE960T | AL | F-A-27-101-000 | 1 | POWER SUPPLY | POWER SUPPLY, ELECTRONIC, QA 3, 110/120, 48 DC, 4.3, POWER SUPPLY, MODULE; 48 VDC, 4.3 AMP OUTPUT; 110/120 VAC INPUT, FOR | 3 | B | 5963B SE
BXL094L | AL | D-B-01-060-001 | 11 | POWER SUPPLY | POWER SUPPLY, ELECTRONIC, QA 0, POWER SUPPLY, ELECTRICAL; FOR CONTROLS *** | 0 | B | 61100 SE
BXV679W | AL | A-A-01-000-001 | 15 | POWER SUPPLY | POWER SUPPLY, ELECTRONIC, QA 3, POWER SUPPLY, ELECTRICAL; FOXBORO STYLE C, 118V, 63-95V OUTPUT, 10-50 | 3 | B | 61100 SE
CAE971J | AL | A-A-01-000-001 | 2 | POWER SUPPLY | POWER SUPPLY, ELECTRONIC, QA 3, POWER SUPPLY, ELECTRICAL; AUXILIARY *** | 3 | B | 61100 SE
CBE422E | AL | A-A-01-000-001 | 1 | POWER SUPPLY | POWER SUPPLY, ELECTRONIC, QA 1, POWER SUPPLY, MONITORING SYSTEM; +15VDC TO -15VDC, ACOPIAN, MODIFIED | 1 | B | 6695D SE
CDB734X | AL | A-A-01-000-001 | 2 | POWER SUPPLY | POWER SUPPLY, ELECTRONIC, QA 0, POWER SUPPLY, ELECTRICAL; SWITCHING, EMACS MODEL # ET2-4200U, FCC | 0 | B | 61100 SE
CEA661X | AC | - - - - | 4 | POWER SUPPLY | POWER SUPPLY, ELECTRONIC, QA 3, POWER SUPPLY, ELECTRICAL; WITH RELAY FOR KDG/KDF SERIES FLOWMETERS. | 3 | B | 61100 SE
CEG920C | AL | A-A-01-000-001 | 2 | POWER SUPPLY | POWER SUPPLY, ELECTRONIC, QA 3, 115/230, 24 DC, 50/60, DUAL OUTPUT, *** OUTPUT AMPS: 200 MA/SUPPLY SECTION; MOLDED ABS CASE MATERIAL; | 3 | B | 61100 SE
CEH137B | AL | D-A-34-101-002 | 3 | POWER SUPPLY | POWER SUPPLY, ELECTRONIC, QA 0, DISPLAY MODULE, DISPLAY MODULE. YOKOGAWA K9296KA. FOR FOSSIL AND HYDRO CONTROL | 0 | B | 61100 SE
AAT310V | AL | L-A-09-000-002 | 2 | POWER SUPPLY | POWER SUPPLY, ELECTRONIC, QA 0, POWER SUPPLY, ELECTRICAL; PCA *** | 0 | P | 61100 SE
AFA265E | AC | - - - - | 1 | POWER SUPPLY | POWER SUPPLY, ELECTRONIC, QA 0, 97/139, 15, 46/65, 23.5 V +/- 2 V, POWER SUPPLY, ELECTRICAL; VOLTAGE 23.5 PLUS OR MINUS 2 VOLT, CURRENT | 0 | B | 61100 SE
AFA265E | AL | L-A-13-000-002 | 1 | POWER SUPPLY | POWER SUPPLY, ELECTRONIC, QA 0, 97/139, 15, 46/65, 23.5 V +/- 2 V, POWER SUPPLY, ELECTRICAL; VOLTAGE 23.5 PLUS OR MINUS 2 VOLT, CURRENT | 0 | B | 61100 SE
AFA365A | AC | - - - - | 1 | POWER SUPPLY | POWER SUPPLY, ELECTRONIC, QA 0, 97/136, 12, 46/65, 31 V +/- 5 V, POWER SUPPLY, ELECTRICAL; VOLTAGE 31 PLUS OR MINUS 5 VOLT, CURRENT 12 | 0 | P | 61100 SE
AFA365A | AL | L-A-13-000-002 | 1 | POWER SUPPLY | POWER SUPPLY, ELECTRONIC, QA 0, 97/136, 12, 46/65, 31 V +/- 5 V, POWER SUPPLY, ELECTRICAL; VOLTAGE 31 PLUS OR MINUS 5 VOLT, CURRENT 12 | 0 | P | 61100 SE
AMF593X | AL | M-A-06-000-002 | 2 | POWER SUPPLY | POWER SUPPLY, ELECTRONIC, QA 1, POWER SUPPLY, ELECTRICAL; PLUS 300 TO 2500 VDC, 0-10 MA,FOR NUCLEAR | 1 | P | 61100 SE
AMV276C | AL | L-A-09-000-002 | 2 | POWER SUPPLY | POWER SUPPLY, ELECTRONIC, QA 0, POWER SUPPLY, ELECTRICAL; DC, FOR GE BOILER FEED PUMP AND FD FAN SPEED | 0 | P | 61100 SE
ARE817E | AC | - - - - | 1 | POWER SUPPLY | POWER SUPPLY, ELECTRONIC, QA 0, POWER SUPPLY, ELECTRICAL; CONSTANT CURRENT, MODEL TP-135, 115 VAC | 0 | B | 61100 SE
ATJ215G | AL | I-A-17-000-002 | 1 | POWER SUPPLY | POWER SUPPLY, ELECTRONIC, QA 0, POWER SUPPLY, ELECTRICAL; 900 VOLTS, FOR SO2 MONITOR, MODEL SM-810 *** | 0 | P | 61100 SE
ATY278R | AL | T-A-12-000-002 | 1 | POWER SUPPLY | POWER SUPPLY, ELECTRONIC, QA 0, 120, 45 DC, 4-20 MA, POWER SUPPLY, ELECTRICAL; DC, TYPE 55 GL, INPUT POWER 120 VAC, OUTPUT | 0 | P | 61100 SE
ATY898T | AL | T-A-12-000-002 | 1 | POWER SUPPLY | POWER SUPPLY, ELECTRONIC, QA 0, 105/125, 27/29, 3.62, 6, POWER SUPPLY, ELECTRICAL; INPUT:105-125 VOLTS,50-440 HZ,3.62 | 0 | P | 61100 SE
AVB481Q | AL | T-A-12-000-002 | 1 | POWER SUPPLY | POWER SUPPLY, ELECTRONIC, QA 0, POWER SUPPLY, ELECTRICAL; HIGH VOLTAGE, FOR MODEL 987-514, POLYSPEC | 0 | P | 61100 SE
AVB482N | AL | M-A-03-000-002 | 2 | POWER SUPPLY | POWER SUPPLY, ELECTRONIC, QA 0, POWER SUPPLY, ELECTRICAL; LOW VOLTAGE, FOR MODEL 987-514, POLYSPEC | 0 | P | 61100 SE
AVH323C | AL | T-A-12-000-002 | 2 | POWER SUPPLY | POWER SUPPLY, ELECTRONIC, QA 3, POWER SUPPLY, ELECTRICAL; ELECTRICAL, 120 VAC INPUT TO 24 VAC OUTPUT | 3 | P | 61100 SE
AVY122K | AL | T-A-12-000-002 | 1 | POWER SUPPLY | POWER SUPPLY, ELECTRONIC, QA 0, POWER SUPPLY, ELECTRICAL; P-100 STAND ALONE, FOR MODULE, ASYNCHRONOUS | 0 | P | 61100 SE
BAC293N | AL | M-A-13-000-002 | 2 | POWER SUPPLY | POWER SUPPLY, ELECTRONIC, QA 0, POWER SUPPLY, ELECTRICAL; HIGH VOLTAGE, FOR X-RAY MACHINE, TYPE | 0 | P | 61100 SE
BAM750H | AL | T-A-12-000-002 | 2 | POWER SUPPLY | POWER SUPPLY, ELECTRONIC, QA 0, POWER SUPPLY, ELECTRICAL; ELECTRICAL, FOR VIBRATION MONITOR, SERIES | 0 | P | 61100 SE
BAP557M | AL | M-A-06-000-002 | 1 | POWER SUPPLY | POWER SUPPLY, ELECTRONIC, QA 2, POWER SUPPLY, ELECTRICAL; PROVIDES REGULATED 120 VDC POWER TO INTEGRAL | 2 | P | 61100 SE
BAX737L | AL | T-A-12-000-002 | 1 | POWER SUPPLY | POWER SUPPLY, ELECTRONIC, QA 0, POWER SUPPLY, ELECTRICAL; WITH OVERVOLTAGE PROTECTION, FOR CRT | 0 | P | 61100 SE
BAX742V | AL | T-A-12-000-002 | 1 | POWER SUPPLY | POWER SUPPLY, ELECTRONIC, QA 0, POWER SUPPLY, ELECTRICAL; FOR HECON-PRINTER, ON PRESSDUCTOR PIN | 0 | P | 61100 SE
BBP301L | AL | M-A-06-000-002 | 2 | POWER SUPPLY | POWER SUPPLY, ELECTRONIC, QA 2, POWER SUPPLY, ELECTRICAL; 5 VDC, MODEL 2CC-5-90, FOR MULTILARM V | 2 | P | 61100 SE
BCE916M | AL | T-A-12-000-002 | 1 | POWER SUPPLY | POWER SUPPLY, ELECTRONIC, QA 0, POWER SUPPLY, ELECTRICAL; 115 VAC, REDUNDANT, 790 CONTROLLERS NEST | 0 | P | 61100 SE
BCK163K | AL | T-A-12-000-002 | 2 | POWER SUPPLY | POWER SUPPLY, ELECTRONIC, QA 0, 100/130, 125 DC, 2, POWER SUPPLY, ELECTRICAL; 100/130 VAC INPUT, 125 VDC OUTPUT, 2 AMPS | 0 | P | 61100 SE
BED469D | AL | T-A-12-000-002 | 1 | POWER SUPPLY | POWER SUPPLY, ELECTRONIC, QA 0, 115, 1500 VA, 750, POWER SUPPLY, ELECTRICAL; 115 VAC, INPUT 1500 VA, OUTPUT750 WATT, FOR | 0 | P | 61100 SE
BEK105N | AL | M-A-13-000-002 | 1 | POWER SUPPLY | POWER SUPPLY, ELECTRONIC, QA 0, POWER SUPPLY, ELECTRICAL; LOGIC, TYPE 937, FOR ANNUNCIATOR SYSTEM *** | 0 | P | 61100 SE
BEK106L | AL | M-A-13-000-002 | 4 | POWER SUPPLY | POWER SUPPLY, ELECTRONIC, QA 0, POWER SUPPLY, ELECTRICAL; LAMP, FOR ANNUNIATOR SYSTEM *** | 0 | P | 61100 SE
BEY935J | AL | M-A-06-000-002 | 4 | POWER SUPPLY | POWER SUPPLY, ELECTRONIC, QA 2, POWER SUPPLY, ELECTRICAL; 120 VAC, FOR ANNUNCIATOR PANELS *** | 2 | P | 61100 SE
BGJ532T | AL | L-A-15-000-002 | 1 | POWER SUPPLY | POWER SUPPLY, ELECTRONIC, QA 0, POWER SUPPLY, ELECTRICAL; 480 VOLTS, 70 LONG X 57 WIDE X80 IN HIGH | 0 | P | 61100 SE
BHT045D | AL | L-A-03-000-002 | 2 | POWER SUPPLY | POWER SUPPLY, ELECTRONIC, QA 0, BATTERY POWER SUPPLY, ; 24 VDC, 6 AMP HOUR, FOR HALON SYSTEM CONTROL | 0 | P | 6130S SE
BLV261Q | AC | - - - - | 1 | POWER SUPPLY | POWER SUPPLY, ELECTRONIC, QA 3, SWITCHING, , FOR RADIATION MONITOR, MODEL DAM-4 | 3 | P | 61100 SE
BLV261Q | AL | L-A-05-000-002 | 3 | POWER SUPPLY | POWER SUPPLY, ELECTRONIC, QA 3, SWITCHING, , FOR RADIATION MONITOR, MODEL DAM-4 | 3 | P | 61100 SE
BLW683Q | AL | L-A-12-000-002 | 1 | POWER SUPPLY | POWER SUPPLY, ELECTRONIC, QA 0, SYSTEM, POWER,AC; UNINTERRUPTIBLE, 1 PHASE, 5 KVA *** | 0 | P | 61100 SE
BNR240A | AL | L-A-09-000-002 | 4 | POWER SUPPLY | POWER SUPPLY, ELECTRONIC, QA 3, POWER SUPPLY, ELECTRICAL; POWER SUPPLY, SEMI-CONDUCTOR CIRCUITS *** | 3 | B | 61100 SE
BPH399V | AL | L-A-09-000-002 | 2 | POWER SUPPLY | POWER SUPPLY, ELECTRONIC, QA 0, POWER SUPPLY, ELECTRICAL; TRIPLE OUTPUT, 90 TO 250 VAC INPUT | 0 | B | 61100 SE
BQH342K | AL | L-A-13-000-002 | 1 | POWER SUPPLY | POWER SUPPLY, ELECTRONIC, QA 1, POWER SUPPLY, ELECTRICAL; FOR P.R.N.M.8 *** | 1 | B | 61100 SE
BQH342K | AL | P-A-LL-ET0-025 | 1 | POWER SUPPLY | POWER SUPPLY, ELECTRONIC, QA 1, POWER SUPPLY, ELECTRICAL; FOR P.R.N.M.8 *** | 1 | B | 61100 SE
BRA674P | AL | R-A-07-000-002 | 1 | POWER SUPPLY | POWER SUPPLY, ELECTRONIC, QA 1, POWER ASSY, DIESEL GENERATOR; FORK, FOR ELECTRO-MOTIVE DIV, GENERAL | 1 | B | 6115F SE
BTK168J | AL | P-A-LL-ET0-123 | 1 | POWER SUPPLY | POWER SUPPLY, ELECTRONIC, QA 1, 24, POWER SUPPLY, ELECTRICAL; | 1 | B | 61100 SE
BVR322X | AL | L-A-09-000-002 | 5 | POWER SUPPLY | POWER SUPPLY, ELECTRONIC, QA 3, POWER SUPPLY, MODULE; 24 VOLT, FOR JYC HR-2500E RECORDER MODEL 3880 | 3 | B | 5963B SE
BXV724J | AL | M-A-12-000-002 | 36 | POWER SUPPLY | POWER SUPPLY, ELECTRONIC, QA 3, POWER SUPPLY, ELECTRICAL; FOXBORO STYLE C, 118V, 52V OUTPUT, 10-50 MA | 3 | B | 61100 SE
BYA109R | AL | M-A-01-000-002 | 2 | POWER SUPPLY | POWER SUPPLY, ELECTRONIC, QA 3, POWER SUPPLY, ELECTRICAL; LINEAR, 24V, 12 AMP *** | 3 | B | 61100 SE
CAQ886M | AL | L-A-15-000-002 | 46 | POWER SUPPLY | POWER SUPPLY, ELECTRONIC, QA 0, POWER SUPPLY, ELECTRICAL; ION CHAMBER, FOR LOCAL POWER RANGE MONITOR | 0 | C | 61100 SE
CFG863C | AL | R-A-03-000-002 | 1 | POWER SUPPLY | POWER SUPPLY, ELECTRONIC, QA 3, 24 DC, ** | 3 | B | 6350B SE
CDK459G | AL | F-A-15-302-004 | 1 | PREAMPLIFIER | PREAMPLIFIER, TYPICAL, QA 3, PREAMPLIFIER, ELECTRICAL; PREAMP/PULSER ASSEMBLY *** | 3 | B | 61100 SE
AFD447Q | AL | 5-A-02-101-000 | 2 | PRESERVER | PRESERVER, LIFE, QA 0, VEST, UNICELLULAR PLASTIC FOAM, INDIAN ORANGE, LIFE PRESERVER, VEST; VEST, BUOYANT, UNICELLULAR PLASTIC FOAM, U S | 0 |  | 4220I SE
AFD447Q | AL | D-A-16-402-000 | 5 | PRESERVER | PRESERVER, LIFE, QA 0, VEST, UNICELLULAR PLASTIC FOAM, INDIAN ORANGE, LIFE PRESERVER, VEST; VEST, BUOYANT, UNICELLULAR PLASTIC FOAM, U S | 0 |  | 4220I SE
AEX789F | AL | D-A-02-302-000 | 2 | PRIMER | PRIMER, COATING, QA 0, PAINT, LIQUID, 1 GL, PRIMER, COATING; CONTAINER SIZE: 1 GALLON *** | 0 |  | 5610V SE
CBR335G | AC | - - - - | 7 | PRIMER | PRIMER, COATING, QA 3, CLEAR AMBER, , SEALER KIT, KOLOR-POXY PRIMER/SEALER,TWO COMPONENT KIT CONSISTS OF: | 3 | B | 8030W SE
CBR335G | AL | A-A-01-000-001 | 20 | PRIMER | PRIMER, COATING, QA 3, CLEAR AMBER, , SEALER KIT, KOLOR-POXY PRIMER/SEALER,TWO COMPONENT KIT CONSISTS OF: | 3 | B | 8030W SE
CEF462A | AC | - - - - | 2 | PRIMER | PRIMER, COATING, QA 3, ADHESIVE, 13.5 OZ, CAN, , SEALANT, FOR ADHESION OF RTV SILICONE RUBBER TO VARIOUS SUBSTRATES | 3 | B | 8040A SE
CEF462A | AL | T-A-01-000-002 | 1 | PRIMER | PRIMER, COATING, QA 3, ADHESIVE, 13.5 OZ, CAN, , SEALANT, FOR ADHESION OF RTV SILICONE RUBBER TO VARIOUS SUBSTRATES | 3 | B | 8040A SE
BBJ911H | AL | A-A-01-000-001 | 1 | PRINTER | PRINTER, TYPICAL, QA 0, PRINTER ASSY, ; COMPLETE WITH PRINTED CIRCUIT BOARD, FOR PROGRAMMABLE | 0 | P | 7021A SE
BKL207A | AL | D-A-32-201-001 | 1 | PRINTER | PRINTER, TYPICAL, QA 0, PRINTER ASSY FOR RECORDER, MULTIPLE PURPOSE, HYBRID, MODEL | 0 | P | 6695D SE
AQB678P | AL | P-A-LL-ET0-063 | 3 | PRINTER | PRINTER, TYPICAL, QA 0, MULTIPRINTER ASSY, ; FOR GE RECORDER, MULTIPLE PURPOSE, MODELS | 0 | C | 6695D SE
BAR606R | AL | M-A-16-000-002 | 1 | PRINTER | PRINTER, TYPICAL, QA 2, PRINTER, AUTOMATED DATA PROCE; MINI PANEL, MOUNT THERMAL, 20 COLUMNS | 2 | P | 7020R SE
BXL894W | AL | L-A-13-000-002 | 2 | PRINTER | PRINTER, TYPICAL, QA 0, MULTIPRINTER ASSY, RECORDER; FOR GE RECORDER, MULTIPLE PURPOSE, 16 | 0 | C | 6695D SE
CJB937G | AL | L-A-12-000-002 | 2 | PRINTER | PRINTER, TYPICAL, QA 3, LINE PRINTER, T6215, 1500 LPM, SERIES LJ | 3 | C | 7021A SE
AWD325N | AL | A-A-01-000-001 | 4 | PROBE | PROBE, VIBRATION, QA 0, PROBE, PROXIMITY; TYPE LG, WITH 1 EACH 420 IN TWO PROBE CABLE, FOR | 0 | P | 6695D SE
BAP295R | AL | A-A-01-000-001 | 3 | PROBE | PROBE, TYPICAL, QA 0, PROBE, ; DISSOLVED OXYGEN, MODEL 60, S/N 2102 WITH 10 IN CABLE, FOR | 0 | P | 6630D SE
BBN116K | AL | A-A-01-000-001 | 2 | PROBE | PROBE, TEMPERATURE, QA 0, PROBE, ; OXYGEN-TEMPERATURE, FOR OXYGEN ANALYZER *** | 0 | P | 6630D SE
BPV144A | AL | D-A-04-201-002 | 1 | PROBE | PROBE, TEMPERATURE, QA 0, PROBE, TEMPERATURE; FOR USE WITH MODELS 160, 180 AND 180C ORION | 0 | A | 6695D SE
BWV789V | AL | A-A-01-000-001 | 3 | PROBE | PROBE, VIBRATION, QA 3, PROBE, PROXIMITY; CASE LENGTH 4 IN, OVERALL LENGTH 18 IN, CASE THREAD | 3 | B | 6695D SE
CFF882D | AL | D-A-34-101-001 | 1 | PROBE | PROBE, VIBRATION, QA 0, PROBE, VIBRATION *** FOR UNITS 1-4 TURBINE SUPERVISORY INSTRUMENTATION | 0 | B | 6625D SE
CGT424D | AL | D-A-18-302-000 | 1 | PROBE | PROBE, TYPICAL, QA 3, DETECTOR/ASSEMBLY, PASSIVE MAGNETIC PICKUP | 3 |  | 6695D SE
CGT424D | AL | D-A-18-302-001 | 19 | PROBE | PROBE, TYPICAL, QA 3, DETECTOR/ASSEMBLY, PASSIVE MAGNETIC PICKUP | 3 |  | 6695D SE
ARE270E | AL | M-A-07-000-002 | 3 | PROBE | PROBE, TEMPERATURE, QA 0, PROBE, ; CONDUCTIVITY, TEMPERATURE COMPENSATOR RANGE KF, 025.000 | 0 | P | 6630D SE
BGL691V | AL | M-A-10-000-002 | 4 | PROBE | PROBE, TYPICAL, QA 2, PROBE ASSEMBLY, DETECTOR; STEEL, END TYPE, FOR NOBLE GASDETECTOR | 2 | P | 6630D SE
BGP094M | AL | L-A-03-000-002 | 2 | PROBE | PROBE, TYPICAL, QA 0, KIT/MEMBRANE, PROBE KIT, ; MEMBRANE, DISSOLVED OXYGEN *** | 0 | P | 6630D SE
BKN452H | AL | P-A-LL-ET0-064 | 1 | PROBE | PROBE, TYPICAL, QA 0, PROBE, OXYGEN; FOR DISSOLVED OXYGEN SENSOR *** | 0 | B | 6630D SE
BKR359P | AL | L-A-13-000-002 | 1 | PROBE | PROBE, TYPICAL, QA 0, PROBE ASSY, MONITOR/ANALYZER; 24 IN, RETRACTABLE, LPR, THREEELEMENTS | 0 | P | 6630D SE
BNH352W | AL | P-A-LL-ET0-064 | 3 | PROBE | PROBE, TYPICAL, QA 1, PROBE, ; GENERAL PURPOSE FLEXIBLE, WITH1 IN NPT PROCESS CONNECTION AND | 1 | C | 59300 SE
BQC133N | AL | L-A-09-000-002 | 18 | PROBE | PROBE, TYPICAL, QA 3, PROBE, ; POLARIZATION, FOR 14 IN PIPE. 3 ELEMENTS, PROJECTING, 316 | 3 | B | 6695D SE
BQJ387P | AL | L-A-09-000-002 | 2 | PROBE | PROBE, VIBRATION, QA 0, PROXIMITOR, VIBRATION; 14 MM-9 METER WITH CALIBRATION FOR 304 S.S. *** | 0 | B | 6695D SE
BVT081B | AL | M-A-12-000-002 | 1 | PROBE | PROBE, LEVEL, QA 1, PROBE, LEVEL DETECTOR; COMPLETE WITH NOZZLE ASSY, FOR CONTROL ROOM | 1 | B | 6695D SE
BXG871X | AL | L-A-13-000-002 | 3 | PROBE | PROBE, LEVEL, QA 0, PROBE, LEVEL DETECTOR; SST, 00.250 X 15.750 IN OVERAL LENGTH, W/SST | 0 | B | 6695D SE
BXH927P | AL | M-A-12-000-002 | 1 | PROBE | PROBE, TYPICAL, QA 1, PROBE, SWITCH; SENSOR HEAD, WITH 3 IN 150 LB RAISED FACE FLANGE 6 IN | 1 | B | 59300 SE
CKL611T | AL | D-A-04-402-000 | 19 | PROCESSOR | PROCESSOR, COMMUNICATION, QA 0, CONTROL, SYSTEM CONTROL PROCESSOR CIRCUIT PACK FOR NETSTENDER 2060 | 0 | C | 5840M SE
AYT620G | AL | M-A-10-000-002 | 95 | PROD | PROD, TYPICAL, QA 0, PROD, TEST; MINIATURE, NEEDLE TIP TO IN-LINE BANANA JACK, BLACK *** | 0 | P | 6625D SE
AYT623Y | AL | M-A-10-000-002 | 92 | PROD | PROD, TYPICAL, QA 0, PROD, TEST; MINIATURE, NEEDLE TIP TO IN-LINE BANANA JACK, RED *** | 0 | P | 6625D SE
AVR180A | AL | J-B-12-009-001 | 3 | PROTECTOR | PROTECTOR, SURGE, QA 0, PROTECTOR, ELECTRICAL; SURGE,OVER VOLTAGE,3-47 VDC, FOR POWER SUPPLY | 0 | P | 5975B SE
AXV713Y | AL | D-A-28-101-007 | 5 | PROTECTOR | PROTECTOR, SURGE, QA 0, ABSORBER/OVERVOLTAGE, 28, 25, 32.2MIN-35.8V/-20-75DEG C, SILICON CARBIDE ELEMENT, ABSORBER, OVERVOLTAGE; 28 VOLTS, 2 | 0 |  | 5920K SE
BLD302E | AL | D-A-11-301-003 | 590 | PROTECTOR | PROTECTOR, HEARING, QA 0, PLUG, EAR; SMALL *** | 0 |  | 6505C SE
CAH082R | AL | D-A-12-202-001 | 1 | PROTECTOR | PROTECTOR, SURGE, QA 0, LIGHTNING, PROTECTOR, ELECTRICAL; LIGHTNING PROTECTION DEVICE, POLYPHASER 1SB50 | 0 |  | 5975B SE
CDT297C | AC | - - - - | 10 | PROTECTOR | PROTECTOR, SURGE, QA 0, TRANSIENT, 120/208, 80 KA, 3 PH, NEMA 4X ENCLOSURE | 0 | B | 5975B SE
CET995D | AL | D-A-04-401-007 | 4 | PROTECTOR | PROTECTOR, TYPICAL, QA 3, QUICK DISCONNECT, 1/2" COUPLER PROTECTORS, POLYURETHANE | 3 |  | 4730P SE
ARP853V | AL | T-A-01-000-002 | 88 | PROTECTOR | PROTECTOR, HEARING, QA 0, PLUG, EXTRA SMALL, W/ KEYCHAIN, PLUG, EAR; DEFENDERS, EXTRA SMALL, 1 PAIRIN PLASTIC CASE WITH KEY | 0 | C | 6505C SE
BBY170F | AL | L-A-13-000-002 | 200 | PROTECTOR | PROTECTOR, HEARING, QA 0, PLUG, MEDIUM (REGULAR), SILICONE RUBBER, W/O CORDS, ORANGE, THREE FLANGE TYPE, MEDIUM, WITHOUT | 0 | C | 6505C SE
BRX764L | AL | L-A-03-000-002 | 1 | PROTECTOR | PROTECTOR, TYPICAL, QA 0, MOTOR, 120 AC, PROTECTOR, THERM-OVLD ELEC MOTO; MOTOR, 120VAC, FOR INCORE INSTR RM | 0 | B | 6105D SE
BTN262B | AL | T-A-12-000-002 | 7 | PROTECTOR | PROTECTOR, TYPICAL, QA 3, PROTECTOR, ELECTRICAL; MOTOR CIRCUIT, MOLDED CASE, 600V AC. *** | 3 | B | 5975B SE
ANJ091P | AL | D-A-12-201-000 | 6 | PULLER | PULLER, FUSE, QA 0, PLIER, 0-600 A, FUSE; STYLE: PLIER TYPE, TYPE: NO 2-DRY PLACES, FUSE SIZE: | 0 |  | 5120M SE
BBE403T | AL | L-A-09-000-002 | 4 | PULLER | PULLER, FUSE, QA 0, MIDGET/PLIER, 1/4 IN - 1/2 IN, NYLON, YELLOW | 0 | P | 5120M SE
AJC594X | AL | A-A-01-000-001 | 2 | PULLEY | PULLEY, DRIVE, QA 0, PULLEY, DUST SEAL TRIPPER; DUST, (OUTFIT), FOR DUST SEAL TRIPPER | 0 | P | 3040D SE
ALD109F | PR | 2-A-16-057-001 | 1 | PULLEY | PULLEY, SHEAVE, QA 0, PULLEY, GROOVE; SHEAVE, WROUGHT STEEL, W/BRONZE BUSHING, FOR BARGE | 0 | C | 3040D SE
BAA504F | AL | A-A-01-000-001 | 1 | PULLEY | PULLEY, DRIVE, QA 0, 1-7/8 IN, 7 IN, CAST IRON, 3, PULLEY, GROOVE; MATERIAL: CAST IRON, OUTSIDE DIAMETER: 07.000 IN ( 7) | 0 | P | 3040D SE
BAA900J | AL | A-A-01-000-001 | 7 | PULLEY | PULLEY, DRIVE, QA 0, 1-3/4 IN, 6-1/4 IN, CAST IRON, 2, PULLEY, GROOVE; MATERIAL: CAST IRON, OUTSIDE DIAMETER: 06.250 IN ( 6 | 0 | P | 3040D SE
BAE634C | AL | A-A-01-000-001 | 2 | PULLEY | PULLEY, DRIVE, QA 0, PULLEY, GROOVE; NUMBER OF GROOVES: 5 *** | 0 | P | 3040D SE
BAN718W | AL | A-A-01-000-001 | 2 | PULLEY | PULLEY, DRIVE, QA 2, PULLEY, GROOVE; CAST IRON, THREE GROOVES, BUSHING TYPE Q2 ,VARIABLE | 2 | P | 3040D SE
BAT776R | AL | A-A-01-000-001 | 7 | PULLEY | PULLEY, DRIVE, QA 0, PULLEY, GROOVE; MATERIAL: CAST IRON, NUMBER OF GROOVES: 2 *** | 0 | P | 3040D SE
BBD290W | AL | A-A-01-000-001 | 1 | PULLEY | PULLEY, DRIVE, QA 0, 2-3/8 IN, 12-1/2 IN, CAST IRON, 4, PULLEY, GROOVE; MATERIAL: CAST IRON, OUTSIDE DIAMETER: 12.500 IN ( 12 | 0 | P | 3040D SE
BBD291F | AL | A-A-01-000-001 | 1 | PULLEY | PULLEY, DRIVE, QA 0, 1-3/4 IN, 9-3/4 IN, CAST IRON, 4, PULLEY, GROOVE; MATERIAL: CAST IRON, OUTSIDE DIAMETER: 09.750 IN ( 9 | 0 | P | 3040D SE
BBK886G | AL | A-A-01-000-001 | 1 | PULLEY | PULLEY, DRIVE, QA 0, PULLEY, GROOVE; NUMBER OF GROOVES: 1 *** | 0 | P | 3950F SE
BBQ879K | AL | A-A-01-000-001 | 1 | PULLEY | PULLEY, DRIVE, QA 2, PULLEY, GROOVE; CAST IRON, THREE GROOVES, C/W P2 BUSHING, 1.625 IN | 2 | P | 3040D SE
BBT543B | AL | A-A-01-000-001 | 7 | PULLEY | PULLEY, DRIVE, QA 0, 5/8 IN, 3.150 IN, CAST IRON, 1, PULLEY, GROOVE; CAST IRON, SINGLE GROOVE, TYPEFHP, 3.15 OD X 0.625 IN | 0 | P | 3040D SE
BBT864N | AL | A-A-01-000-001 | 3 | PULLEY | PULLEY, DRIVE, QA 1, PULLEY, GROOVE; CAST IRON, TWO GROOVES, BORE 1.125 IN, FOR USE ON | 1 | P | 3040D SE
BCE996W | AL | A-A-01-000-001 | 1 | PULLEY | PULLEY, DRIVE, QA 0, 2-3/8 IN, CAST IRON, 6, PULLEY, GROOVE; MATERIAL: CAST IRON, BORE DIAMETER: 02.375 IN ( 2 | 0 | P | 3040D SE
BDR135K | AL | 1-B-14-000-001 | 1 | PULLEY | PULLEY, DRIVE, QA 0, 1-3/8 IN, CAST IRON, 2, PULLEY, GROOVE; MATERIAL: CAST IRON, BORE DIAMETER: 01.375 IN ( 1 | 0 | C | 3040D SE
BDR135K | AL | A-A-01-000-001 | 5 | PULLEY | PULLEY, DRIVE, QA 0, 1-3/8 IN, CAST IRON, 2, PULLEY, GROOVE; MATERIAL: CAST IRON, BORE DIAMETER: 01.375 IN ( 1 | 0 | C | 3040D SE
BEG874L | AL | A-A-01-000-001 | 4 | PULLEY | PULLEY, TYPICAL, QA 3, PULLEY, CRANE; FOR 160 PEDESTAL CRANE, S/N 167-8-73, INTAKE PUMPING | 3 | C | 3950F SE
BFR271Y | AL | A-A-01-000-001 | 1 | PULLEY | PULLEY, TYPICAL, QA 0, PULLEY, PUMP; STEP, SHAFT DIA 0.5 IN BORE, GROOVE, FOR METERING PUMPS | 0 | C | 3040D SE
BJH866M | AL | A-A-01-000-001 | 3 | PULLEY | PULLEY, DRIVE, QA 0, 1-11/16 IN, CAST IRON, 2, PULLEY, GROOVE; MATERIAL: CAST IRON, BORE DIAMETER: 01.6875 IN(1 | 0 | P | 3040D SE
BJH867K | AL | A-A-01-000-001 | 2 | PULLEY | PULLEY, DRIVE, QA 0, 1-3/8 IN, CAST IRON, 3, PULLEY, GROOVE; MATERIAL: CAST IRON, BORE DIAMETER: 01.375 IN ( 1 | 0 | P | 3040D SE
BLE879F | AL | A-A-01-000-001 | 2 | PULLEY | PULLEY, DRIVE, QA 1, PULLEY, GROOVE; CAST IRON, TWO GROOVE, VARIABLE PITCH, 1.625 IN BORE | 1 | P | 3040D SE
BLN610Y | AL | A-A-01-000-001 | 6 | PULLEY | PULLEY, DRIVE, QA 1, 1-1/8 IN, 6 IN, CAST IRON, 2, PULLEY, GROOVE; TWO GROOVE, CAST IRON, VARIABLE SPEED, 6 OD X 1.125 IN | 1 | C | 3040D SE
BRE685X | AL | A-A-01-000-001 | 3 | PULLEY | PULLEY, DRIVE, QA 3, PULLEY, GROOVE; 2 GROOVES,1.375 IN BORE, B SECTION,COUNTER CLOCKWISE | 3 | B | 4310I SE
BXJ408C | AL | A-A-01-000-001 | 2 | PULLEY | PULLEY, DRIVE, QA 3, PULLEY, COMPANION; 6 GROOVE, C/W TYPE Q3 BUSHING,FOR MOTOR SHAFT | 3 | C | 3040D SE
BXJ867A | AL | A-A-01-000-001 | 49 | PULLEY | PULLEY, SHEAVE, QA 3, MOTOR, 1-1/8 IN, 2, , ADJUSTABLE, C/W A-2 BUSHING W/1-1-1/8" BORE | 3 | C | 6105D SE
BXY868A | AL | A-A-01-000-001 | 2 | PULLEY | PULLEY, DRIVE, QA 0, PULLEY, FAN; BROWNING PART NO. 3B300R1, (TO BE USED ON A 3 11/16" | 0 | B | 4140U SE
BXY873H | AL | A-A-01-000-001 | 1 | PULLEY | PULLEY, DRIVE, QA 0, PULLEY, FAN; TO BE USED ON 3 11/16 IN SHAFT *** | 0 | B | 4140U SE
BXY890W | AL | A-A-01-000-001 | 1 | PULLEY | PULLEY, DRIVE, QA 0, PULLEY, MOTOR; TO BE USED ON 3 11/16 IN SHAFT *** | 0 | B | 6105D SE
CAA736H | AL | A-A-01-000-001 | 1 | PULLEY | PULLEY, DRIVE, QA 3, PULLEY, FAN; 5 GROOVE, 4.4375 IN BORE, TO INCLUDE U1 BUSHING AND KEY | 3 | B | 4410C SE
CAV300C | AL | A-A-01-000-001 | 1 | PULLEY | PULLEY, DRIVE, QA 3, PULLEY, AIR CONDITIONER; 2-7/8 IN, WITH 3/4 IN KEYWAY *** | 3 | C | 4520N SE
CBJ884J | AL | D-A-21-202-005 | 8 | PULLEY | PULLEY, SHEAVE, QA 2, CAST IRON, 3, , FAN, GRIPBELT SHEAVE, WITHOUT BUSHING, 5.3 INCH O.D., TYPE 13-SOL | 2 | C | 4140U SE
CDF820V | AL | A-A-01-000-001 | 4 | PULLEY | PULLEY, SHEAVE, QA 2, FAN, 10.600 IN, CAST IRON, 3, , GRIPBELT SHEAVE, WITHOUT BUSHING, TYPE 16-ARM | 2 | C | 4140U SE
CDY018D | AL | A-A-01-000-001 | 2 | PULLEY | PULLEY, TYPICAL, QA 3, PULLEY, CRANE; 6" OD, 1-1/2" BORE WITH BRONZE BUSHING, FOR ICE | 3 | C | 3950F SE
CGY589P | AL | D-A-24-301-000 | 1 | PULLEY | PULLEY, SHEAVE, QA 3, GROOVE, 28 IN, 27.900 IN, CAST IRON, 8 | 3 |  | 3040D SE
ADW540D | AL | L-A-09-000-002 | 26 | PULLEY | PULLEY, SHEAVE, QA 3, PULLEY, ; BALL BEARING, FOR LEEDS AND NORTHRUP SPEEDOMAX H RECORDER | 3 | P | 6695D SE
AJW781C | AL | L-A-13-000-002 | 3 | PULLEY | PULLEY, DRIVE, QA 0, PULLEY, ; SERVO MOTOR, FOR MODEL FS11D6D *** | 0 | P | 3040D SE
AKD618Y | AC | - - - - | 6 | PULLEY | PULLEY, SHEAVE, QA 0, ASSEMBLY/TRACK, SHEAVE ASSY, ; TRACK, TYPE "A" TRACK, DWG L-6222-A *** | 0 | C | 3960D SE
AMV776P | AL | L-A-09-000-002 | 37 | PULLEY | PULLEY, DRIVE, QA 0, CAT AD-18-2, FOR PEN CARRIAGE ASSY 2146K40, ON GE STRIP | 0 | P | 6695D SE
ATR250M | AL | M-A-16-000-002 | 3 | PULLEY | PULLEY, DRIVE, QA 2, PULLEY, GROOVE; FAN,5 IN DIAMETER,FOR VACUUM PUMP,OIL-LESS,TYPE | 2 | P | 4310I SE
AXP799E | AL | T-A-12-000-002 | 3 | PULLEY | PULLEY, DRIVE, QA 0, PULLEY, FLAT; DRIVE MOTOR, FOR PERTEC DISK DRIVE, MODEL D3300 AND/OR | 0 | P | 3040D SE
AXX599P | AL | M-A-10-000-002 | 1 | PULLEY | PULLEY, DRIVE, QA 0, PULLEY, GROOVE; CAST IRON, THREE GROOVES, FAN *** | 0 | C | 3040D SE
AXX600E | AL | M-A-10-000-002 | 3 | PULLEY | PULLEY, DRIVE, QA 0, PULLEY, GROOVE; CAST IRON, TWO GROOVES, FAN *** | 0 | P | 3040D SE
AXX604T | AL | M-A-10-000-002 | 3 | PULLEY | PULLEY, DRIVE, QA 0, PULLEY, GROOVE; MATERIAL: CAST IRON, NUMBER OF GROOVES: 3 *** | 0 | P | 3040D SE
AXX605Q | AL | M-A-10-000-002 | 1 | PULLEY | PULLEY, DRIVE, QA 0, PULLEY, GROOVE; MATERIAL: CAST IRON, NUMBER OF GROOVES: 3 *** | 0 | P | 3040D SE
AXX606N | AL | M-A-03-000-002 | 3 | PULLEY | PULLEY, DRIVE, QA 0, PULLEY, GROOVE; MATERIAL: CAST IRON, NUMBER OF GROOVES: 3 *** | 0 | P | 3040D SE
AXX607L | AL | M-A-03-000-002 | 1 | PULLEY | PULLEY, DRIVE, QA 0, PULLEY, GROOVE; MATERIAL: CAST IRON, NUMBER OF GROOVES: 2 *** | 0 | P | 3040D SE
AXX616J | AL | M-A-03-000-002 | 1 | PULLEY | PULLEY, DRIVE, QA 0, PULLEY, GROOVE; MATERIAL: CAST IRON, NUMBER OF GROOVES: 2 *** | 0 | P | 3040D SE
BAN719T | AL | M-A-15-000-002 | 1 | PULLEY | PULLEY, DRIVE, QA 2, PULLEY, GROOVE; CAST IRON, FIVE GROOVES, BORE FINISHED 2.375 IN | 2 | P | 3040D SE
BBA321G | AL | M-A-03-000-002 | 1 | PULLEY | PULLEY, DRIVE, QA 0, PULLEY, GROOVE; MATERIAL: CAST IRON, NUMBER OF GROOVES: 3 *** | 0 | P | 3040D SE
BBA323C | AL | M-A-07-000-002 | 3 | PULLEY | PULLEY, DRIVE, QA 0, 9-3/4 IN, CAST IRON, 3, PULLEY, GROOVE; MATERIAL: CAST IRON, OUTSIDE DIAMETER: 09.750 IN ( 9 | 0 | P | 3040D SE
BBD693T | AL | M-A-02-000-002 | 1 | PULLEY | PULLEY, DRIVE, QA 2, PULLEY, GROOVE; CAST IRON, TWO GROOVES, LESS BUSHING *** | 2 | C | 3040D SE
BBQ870H | AL | M-A-15-000-002 | 2 | PULLEY | PULLEY, DRIVE, QA 0, 1-7/16 IN, CAST IRON, 2, PULLEY, GROOVE; MATERIAL: CAST IRON, BORE DIAMETER: 01.4375 IN (1 | 0 | P | 3040D SE
BBQ892V | AL | M-A-01-000-002 | 1 | PULLEY | PULLEY, TYPICAL, QA 0, PULLEY, HOIST; STEEL, LOAD, REF 32, FOR CHAINHOIST, RATCHET LEVER | 0 | P | 3950F SE
BBQ904G | AL | M-A-01-000-002 | 2 | PULLEY | PULLEY, TYPICAL, QA 0, PULLEY, HOIST; STEEL, LOAD, REF 37, FOR CHAINHOIST, RATCHET LEVER | 0 | P | 3950F SE
BBT543B | AL | L-A-13-000-002 | 2 | PULLEY | PULLEY, DRIVE, QA 0, 5/8 IN, 3.150 IN, CAST IRON, 1, PULLEY, GROOVE; CAST IRON, SINGLE GROOVE, TYPEFHP, 3.15 OD X 0.625 IN | 0 | P | 3040D SE
BEQ719P | AL | L-A-13-000-002 | 4 | PULLEY | PULLEY, DRIVE, QA 0, VARIABLE, 4 IN, 1, PULLEY, GROOVE; OUTSIDE DIAMETER: 04.000 IN ( 4) NUMBER OF GROOVES: 1 | 0 | P | 3040D SE
BFJ642R | AL | L-A-07-000-002 | 2 | PULLEY | PULLEY, DRIVE, QA 0, 9-3/4 IN, CAST IRON, 1, PULLEY, GROOVE; MATERIAL: CAST IRON, OUTSIDE DIAMETER: 09.750 IN ( 9 | 0 | P | 3040D SE
BFJ643P | AL | L-A-07-000-002 | 1 | PULLEY | PULLEY, DRIVE, QA 0, 4.970 IN, CAST IRON, 1, PULLEY, GROOVE; MATERIAL: CAST IRON, OUTSIDE DIAMETER: 04.970 IN | 0 | P | 3040D SE
BFR271Y | AL | T-A-01-000-002 | 1 | PULLEY | PULLEY, TYPICAL, QA 0, PULLEY, PUMP; STEP, SHAFT DIA 0.5 IN BORE, GROOVE, FOR METERING PUMPS | 0 | C | 3040D SE
BFX626Y | AL | M-A-16-000-002 | 4 | PULLEY | PULLEY, DRIVE, QA 3, PULLEY, GROOVE; THREE GROOVES, FOR SERVO ASSY 351663 ON CONTROLLER | 3 | P | 6695D SE
BJF268L | AL | L-A-13-000-002 | 2 | PULLEY | PULLEY, DRIVE, QA 0, PULLEY, GROOVE; 8 IN DIAMETER, FOR HUSTLER TRACTOR, 72 IN 3 WAY ROTARY | 0 | P | 3040D SE
BJW037V | AL | L-A-07-000-002 | 1 | PULLEY | PULLEY, DRIVE, QA 0, 4-1/2 IN, 9-3/4 IN, PULLEY, GROOVE; OUTSIDE DIAMETER: 09.750 IN ( 9 3/4), BORE DIAMETER: | 0 | P | 3040D SE
BJW038R | AL | L-A-13-000-002 | 2 | PULLEY | PULLEY, SHEAVE, QA 0, PULLEY, GROOVE; SHEAVE *** | 0 | P | 3040D SE
BJW038R | AL | L-A-09-000-002 | 3 | PULLEY | PULLEY, SHEAVE, QA 0, PULLEY, GROOVE; SHEAVE *** | 0 | P | 3040D SE
BLC501D | AL | T-A-05-000-002 | 2 | PULLEY | PULLEY, SHEAVE, QA 0, SHEAVE, ; OVERHEAD, FOR DOVER ELEVATOR *** | 0 | C | 3960D SE
BND434F | AL | L-A-09-000-002 | 2 | PULLEY | PULLEY, SHEAVE, QA 3, PULLEY, GROOVE; 2 GROOVES, 2.84 IN BORE DIA, GRIBELT SHEAVE *** | 3 | P | 3040D SE
BND436B | AL | L-A-09-000-002 | 3 | PULLEY | PULLEY, SHEAVE, QA 3, PULLEY, GROOVE; SHEAVE ASSEMBLY INCLUDES 2 GROOVE GRIBELT SHEAVE | 3 | P | 3040D SE
BNF086Q | AL | L-A-09-000-002 | 1 | PULLEY | PULLEY, DRIVE, QA 3, PULLEY, GROOVE; 2 GROOVE, FOR "A" BELT, ON SHUTDOWN BOARD ROOMS | 3 | P | 3040D SE
BNF098H | AL | L-A-15-000-002 | 2 | PULLEY | PULLEY, DRIVE, QA 0, PULLEY, FLAT; POSITIVE DRIVE, FOR TIMING BELT, NOTE: FIELD VERIFIED | 0 | P | 3040D SE
BQP047D | AL | L-A-15-000-002 | 2 | PULLEY | PULLEY, DRIVE, QA 0, PULLEY, GROOVE; NUMBER OF GROOVES: 4 *** | 0 | C | 3040D SE
BVJ964Q | AL | L-A-09-000-002 | 1 | PULLEY | PULLEY, SHEAVE, QA 3, PULLEY, FAN; FOR SPREADING ROOM SUPPLY FANS, 2 GROOVE, VARIABLE PITCH | 3 | C | 4140U SE
BWY029J | AL | T-A-01-000-002 | 1 | PULLEY | PULLEY, DRIVE, QA 3, PULLEY, FAN; PULLEY,FAN, SINGLE GROOVE, CAST IRON, REQUIRES TYPE 'H' | 3 | C | 4140U SE
BXQ756L | AL | L-A-13-000-002 | 12 | PULLEY | PULLEY, DRIVE, QA 0, PULLEY, RECORDER; FOR BRACKET, FOR GE RECORDER, MODEL 8HG1A021041, TYP | 0 | B | 6695D SE
BYC051A | AL | L-A-03-000-002 | 2 | PULLEY | PULLEY, DRIVE, QA 3, PULLEY, MOTOR; PURGE UNIT DRIVE MOTOR, FOR WORTHINGTON CHILLER MODEL | 3 | B | 6105D SE
CAQ294F | AL | M-A-02-000-002 | 1 | PULLEY | PULLEY, DRIVE, QA 2, 1-1/8 IN, CAST IRON, 2, ; FOR USE ON SAFETY-RELATED EQUIPMENT COOLERS, SYSTEM 30 | 2 | C | 3040D SE
CLT163N | AL | V-A-01-000-000 | 1 | PULVERIZER | PULVERIZER, LIMESTONE, QA 0, BALL MILL, TRUCK LOAD 3: PACKING LIST #V0070936: PACKAGE# D000084 01478.00001 | 0 | C | 4460A SE
CLT166G | AL | A-S-LA-B01-001 | 1 | PULVERIZER | PULVERIZER, LIMESTONE, QA 0, BALL MILL, TRUCK LOAD 6 | 0 | C | 4460A SE
CLT167E | AL | A-S-LA-B01-001 | 1 | PULVERIZER | PULVERIZER, LIMESTONE, QA 0, BALL MILL, TRUCK LOAD 7 | 0 | C | 4460A SE
CLT169A | AL | 2-B-IS-LE0-000 | 1 | PULVERIZER | PULVERIZER, LIMESTONE, QA 0, BALL MILL, TRUCK LOAD 2 OF 6 FOR GRINDING BALLS 11 PALLETS=22 DRUMS PKG V0070942 | 0 | C | 4460A SE
CLT171P | AL | 2-B-IS-LE0-000 | 1 | PULVERIZER | PULVERIZER, LIMESTONE, QA 0, BALL MILL, TRUCK LOAD 3 OF 6 FOR GRINDING BALLS 11 PALLETS=22 DRUMS PKG V0070943 | 0 | C | 4460A SE
CLT175F | AL | 2-B-IS-LE0-000 | 1 | PULVERIZER | PULVERIZER, LIMESTONE, QA 0, BALL MILL, TRUCK LOAD 4 OF 6 FOR GRINDING BALLS 11 PALLETS=22 DRUMS PKG V0070944 | 0 | C | 4460A SE
CLT176D | AL | 2-B-IS-LE0-000 | 1 | PULVERIZER | PULVERIZER, LIMESTONE, QA 0, BALL MILL, TRUCK LOAD 5 OF 6 GRINDING BALLS 11 PALLETS=22 DRUMS PKG V0070945 | 0 | C | 4460A SE
CLT177B | AL | 2-B-IS-LE0-000 | 1 | PULVERIZER | PULVERIZER, LIMESTONE, QA 0, BALL MILL, TRUCK LOAD 6 OF 6 GRINDING BALLS 10PALLETS =20 DRUMS PKG V0070946 | 0 | C | 4460A SE
CLT194B | AL | 3-A-04-000-000 | 1 | PULVERIZER | PULVERIZER, LIMESTONE, QA 0, BALL MILL, TRUCK LOAD 23;LIST V0070975 , PKG # D00084 01478 00114, 00115, 00116 | 0 | C | 4460A SE
CLT200P | AL | 3-A-04-000-000 | 1 | PULVERIZER | PULVERIZER, LIMESTONE, QA 0, BALL MILL, TRUCK LOAD 24,LIST V0070980 23 PACKAGES SEE NOTES FOR LOCATION | 0 | C | 4460A SE
CLT208V | AL | 3-A-04-000-000 | 1 | PULVERIZER | PULVERIZER, LIMESTONE, QA 0, BALL MILL, TRUCK LOAD 27;LIST # 80002826 PACKAGES # D0000084.19281.00001, .00002 | 0 | C
CLT215X | AL | 3-A-04-000-000 | 1 | PULVERIZER | PULVERIZER, LIMESTONE, QA 0, BALL MILL, TRUCK LOAD 30; PKG LIST V0071016 PKG #150,151 | 0 | C | 4460A SE
CLT217R | AL | 3-A-04-000-000 | 1 | PULVERIZER | PULVERIZER, LIMESTONE, QA 0, BALL MILL, TRUCK LOAD 32; PKG LIST V0071018 , V0071019, CONT | 0 | C | 4460A SE
CLT219M | AL | 3-A-04-000-000 | 1 | PULVERIZER | PULVERIZER, LIMESTONE, QA 0, BALL MILL, TRUCK LOAD 34:PACK LIST # V0071033 PKG #1478.00169,00170,00171,00172 | 0 | C | 4460A SE
CLT220G | AL | 3-A-04-000-000 | 1 | PULVERIZER | PULVERIZER, LIMESTONE, QA 0, BALL MILL, TRUCK LOAD 35:PACK LIST # V0071034 PKG #1478.00173,00174,00175 | 0 | C | 4460A SE
CLT223Y | AL | 2-B-IS-LE0-000 | 1 | PULVERIZER | PULVERIZER, LIMESTONE, QA 0, BALL MILL, TRUCK LOAD 36: GRINDING BALLS 11 PALLETS 22 DRUMS PKG LIST #V0071051 | 0 | C | 4460A SE
CLT227N | AL | 3-A-04-000-000 | 1 | PULVERIZER | PULVERIZER, LIMESTONE, QA 0, BALL MILL, TRUCK LOAD 40 | 0 | C | 4460A SE
CLT161T | AL | V-A-05-000-002 | 1 | PULVERIZER | PULVERIZER, LIMESTONE, QA 0, BALL MILL, TRUCK LOAD 1; PACKING LIST #V0070937 PACKAGE NUMBERS 4 AND 5 | 0 | C | 4460A SE
CLT164L | AL | V-A-07-000-002 | 1 | PULVERIZER | PULVERIZER, LIMESTONE, QA 0, BALL MILL, TRUCK LOAD 4:PACKING LIST #V0070937; PACKAGE # D000084 01478.00002& .3 | 0 | C | 4460A SE
CLT165J | AL | V-A-07-000-002 | 1 | PULVERIZER | PULVERIZER, LIMESTONE, QA 0, BALL MILL, TRUCK LOAD 5 PKG LIST V0070938 PKG#D00084 01478.00071 | 0 | C | 4460A SE
CLT168C | AL | V-A-07-000-002 | 1 | PULVERIZER | PULVERIZER, LIMESTONE, QA 0, BALL MILL, TRUCK LOAD 8; PKG LIST#V0070946: PKG #00061 | 0 | C | 4460A SE
CLT181L | AL | V-A-07-000-002 | 1 | PULVERIZER | PULVERIZER, LIMESTONE, QA 0, BALL MILL, TRUCK LOAD 14; PKG LIST # V0070947 PKG #00075 | 0 | C | 4460A SE
CLT182J | AL | V-A-07-000-002 | 1 | PULVERIZER | PULVERIZER, LIMESTONE, QA 0, BALL MILL, TRUCK LOAD 15; PACK LIST V0070948,PKG # 00079-00083 | 0 | C | 4460A SE
CLT183G | AL | V-A-07-000-002 | 1 | PULVERIZER | PULVERIZER, LIMESTONE, QA 0, BALL MILL, TRUCK LOAD 16; PACK LIST V0070949, PKG# 00087 | 0 | C | 4460A SE
CLT184E | AL | V-A-07-000-002 | 1 | PULVERIZER | PULVERIZER, LIMESTONE, QA 0, BALL MILL, TRUCK LOAD 17; PACK LIST # V0070952 PKG # .000088 | 0 | C | 4460A SE
CLT186A | AL | V-A-07-000-002 | 1 | PULVERIZER | PULVERIZER, LIMESTONE, QA 0, BALL MILL, TRUCK LOAD 18; PICK LIST # V0070953 PKG # 00089& 00090 | 0 | C | 4460A SE
CLT190Y | AL | V-A-03-000-002 | 1 | PULVERIZER | PULVERIZER, LIMESTONE, QA 0, BALL MILL, TRUCK LOAD 19; LIST V0070958PKG # D000084.1478.00091-00092 | 0 | C | 4460A SE
CLT191H | AL | V-A-05-000-002 | 1 | PULVERIZER | PULVERIZER, LIMESTONE, QA 0, BALL MILL, TRUCK LOAD 20; PACKING LIST #V0070967 PKG #'S 00094, 00095.00096, 0009 | 0 | C | 4460A SE
CLT192F | AL | V-A-05-000-002 | 1 | PULVERIZER | PULVERIZER, LIMESTONE, QA 0, BALL MILL, TRUCK LOAD 21;LIST# V0070971 PKGS#D000084 01478-00098 THRU 00105 | 0 | C | 4460A SE
CLT193D | AL | V-A-05-000-002 | 1 | PULVERIZER | PULVERIZER, LIMESTONE, QA 0, BALL MILL, TRUCK LOAD 22; LIST # V0070972 PKGS #D000084 01478-00106 THRU 00113 | 0 | C | 4460A SE
CLT201A | AL | V-A-03-000-002 | 1 | PULVERIZER | PULVERIZER, LIMESTONE, QA 0, BALL MILL, TRUCK LOAD 25; LIST # V007981 PKG # D000084.01478.00117-00120 | 0 | C | 4460A SE
CLT207X | AL | V-A-01-000-002 | 1 | PULVERIZER | PULVERIZER, LIMESTONE, QA 0, BALL MILL, TRUCK LOAD 26; LIST # V0070985 TOTAL 26 PALLETS | 0 | C | 4460A SE
CLT209R | AL | V-A-05-000-002 | 1 | PULVERIZER | PULVERIZER, LIMESTONE, QA 0, BALL MILL, TRUCK LOAD 28: PKG LIST V0070988 PKG #147 | 0 | C | 4460A SE
CLT210K | AL | V-A-05-000-002 | 1 | PULVERIZER | PULVERIZER, LIMESTONE, QA 0, BALL MILL, TRUCK LOAD 29; PKG LIST V0071008 PKG # 148, 149 | 0 | C | 4460A SE
CLT216V | AL | V-A-07-000-002 | 1 | PULVERIZER | PULVERIZER, LIMESTONE, QA 0, BALL MILL, TRUCK LOAD 31; PACKING LSIT V0071017PACKAGES 84 01478.00152, & .0015 | 0 | C | 4460A SE
CLT218P | AL | V-A-05-000-002 | 1 | PULVERIZER | PULVERIZER, LIMESTONE, QA 0, BALL MILL, TRUCK LOAD 33; PACKING LIST V0071028 PACKAGES 8401478.00168 | 0 | C | 4460A SE
CLT224W | AL | V-A-05-000-002 | 1 | PULVERIZER | PULVERIZER, LIMESTONE, QA 0, BALL MILL, TRUCK LOAD 37; PACK LIST# V0071052 PKG#1478.00189 | 0 | C | 4460A SE
CLT225T | AL | V-A-05-000-002 | 1 | PULVERIZER | PULVERIZER, LIMESTONE, QA 0, BALL MILL, TRUCK LOAD 38;PACK LIST #V00710153 PKG # 1478.00190 | 0 | C | 4460A SE
CLT226Q | AL | V-A-05-000-002 | 1 | PULVERIZER | PULVERIZER, LIMESTONE, QA 0, BALL MILL, TRUCK LOAD 39;PACK LIST #V0071054 PKG # 1478.00093 | 0 | C | 4460A SE
AHE070Y | AL | D-B-03-102-001 | 4 | PUMP | PUMP, CENTRIFUGAL, QA 0, PUMP, CENTRIFUGAL; VOLTAGE: 115 *** | 0 | P | 4320U SE
AJD381A | AL | F-A-19-101-006 | 1 | PUMP | PUMP, CENTRIFUGAL, QA 0, PUMP, CENTRIFUGAL; VANE, V3234-15-2-1AA10-S214, FOR WEINMAN HYDRAULIC | 0 | P | 4320U SE
APE962H | AL | D-B-19-102-000 | 1 | PUMP | PUMP, CENTRIFUGAL, QA 0, PUMP, CENTRIFUGAL; DESIGN MEDIUM: WATER *** | 0 | C | 4320U SE
AQF055Y | AL | F-B-06-101-002 | 1 | PUMP | PUMP, CENTRIFUGAL, QA 2, PUMP, CENTRIFUGAL; 31.2 GPM, 217 FT HD, 460 VAC, 3 PH, 11 KW, 15.8 AMP | 2 | B | 4320U SE
AQW358J | AL | D-B-17-202-000 | 2 | PUMP | PUMP, HAND, QA 0, HYDRAULIC, PUMP, HYDRAULIC,RAM,HAND D; DESIGN MEDIUM: ACID *** | 0 | C | 4320U SE
AVX124L | AL | A-A-01-000-001 | 7 | PUMP | PUMP, VACUUM, QA 0, PUMP, VACUUM,ROTARY; MAIN, FOR ENTRY SCAN NITRATE SNIFFER, EXPLOSION | 0 | C | 4310I SE
AWJ003B | AL | P-A-LL-ET0-062 | 1 | PUMP | PUMP, CENTRIFUGAL, QA 0, PUMP, CENTRIFUGAL; SUBMERSIBLE, DRAINAGE, 13 HP, 3 PH, 3400 RPM | 0 | C | 4320U SE
AWW561W | TR | - - - - | 1 | PUMP | PUMP, SUMP, QA 0, 1-1/2 IN, 1 IN, 150 PSI, PUMP, SUMP; CENTRIFUGAL, 25 GPM, 115FT/HD, 3600 RPM,SIZE 1 IN OUTLET X | 0 | C | 4320U SE
AXP783X | AL | A-A-01-000-001 | 1 | PUMP | PUMP, CENTRIFUGAL, QA 0, PUMP, CENTRIFUGAL; HORSEPOWER: 0.25 *** | 0 | P | 4520N SE
AYY431K | AL | D-B-16-000-001 | 1 | PUMP | PUMP, CENTRIFUGAL, QA 0, PUMP, CENTRIFUGAL; INLET SIZE: 04.000 IN ( 4), OUTLET SIZE: 04.000 IN | 0 | P | 4320U SE
BBL281E | AL | F-B-25-115-001 | 2 | PUMP | PUMP, CENTRIFUGAL, QA 0, 100 GPM, PUMP, CENTRIFUGAL; CAPACITY (GPM): 100, DESIGN MEDIUM: WATER *** | 0 | P | 4320U SE
BCL907Q | AC | - - - - | 2 | PUMP | PUMP, CENTRIFUGAL, QA 3, PUMP, CENTRIFUGAL; 3 LOBE ROTARY BLOWER, TOP DRIVE, WITH CASE TO INLET | 3 | P | 4320U SE
BCM681J | AL | A-A-01-000-001 | 1 | PUMP | PUMP, TYPICAL, QA 0, PUMP, ROTARY; COMPLETE, MODEL 1AM-NCC-12 *** | 0 | P | 4320U SE
BCR972J | AL | A-A-01-000-001 | 1 | PUMP | PUMP, CENTRIFUGAL, QA 0, PUMP, CENTRIFUGAL; CAPACITY (GPM): 85, TOTAL DISCHARGE: 15 FT OUTLET | 0 | P | 4320U SE
BDH612L | AL | A-A-01-000-001 | 1 | PUMP | PUMP, CENTRIFUGAL, QA 0, 3 IN, 3 IN, 100 GPM, PUMP, CENTRIFUGAL; CAPACITY (GPM): 100, INLET SIZE: 03.000 IN ( 3) | 0 | B | 4320U SE
BEB953J | AL | F-A-26-102-000 | 1 | PUMP | PUMP, CENTRIFUGAL, QA 0, PUMP UNIT, CENTRIFUGAL; DUPLEX SUBMERSIBLE SEWAGE EJECTION, 1.5 HP | 0 | P | 4320U SE
BFX921W | AL | D-A-28-060-001 | 2 | PUMP | PUMP, TYPICAL, QA 0, 2-1/2 IN, 3 IN, MNPT X HOSE, PUMP UNIT, PNEUMATIC; SLUDGE, MUD HEN, AIR OPERATED,2.5 IN MPT ON ONE | 0 | P | 4320U SE
BKP019H | AL | A-A-01-000-001 | 1 | PUMP | PUMP, TYPICAL, QA 1, PUMP, COOLANT,ENGINE; INTERNAL LUBE, FOR ELECTRO- MOTIVE DIVISION | 1 | C | 2910O SE
BLA548V | AL | A-A-01-000-001 | 1 | PUMP | PUMP, CENTRIFUGAL, QA 0, PUMP, CENTRIFUGAL; VOLTAGE: 115 *** | 0 | P | 6630D SE
BLD753B | AL | A-A-01-000-001 | 1 | PUMP | PUMP, VACUUM, QA 3, PUMP, VACUUM,ROTARY; CARBON VANE, OIL-LESS, CLOSE COUPLED *** | 3 | P | 4310I SE
BLH107P | AL | D-B-07-202-003 | 1 | PUMP | PUMP, TYPICAL, QA 0, PUMP, LUBRICANT TRANSFER; STAINLESS STEEL POLYPROPYLENE,40 IN, DRUM | 0 | P | 5120M SE
BLH107P | AL | D-B-16-000-001 | 1 | PUMP | PUMP, TYPICAL, QA 0, PUMP, LUBRICANT TRANSFER; STAINLESS STEEL POLYPROPYLENE,40 IN, DRUM | 0 | P | 5120M SE
BNB359D | AL | A-A-01-000-001 | 3 | PUMP | PUMP, TYPICAL, QA 1, PUMP, FUEL,ELECTRICAL; ASM FUEL OIL, FLANGED CONNECTIONS 3.6 GPM @ | 1 | C | 2910O SE
BNB368C | AL | D-A-05-101-002 | 5 | PUMP | PUMP, TYPICAL, QA 1, PUMP, FUEL,ELECTRICAL; OIL, FLANGED CONNECTION, 3.6 GPM AT 1200 RPM | 1 | C | 2910O SE
BND460R | AL | A-A-01-000-001 | 1 | PUMP | PUMP, TYPICAL, QA 0, PUMP, ROTARY; DESIGN MEDIUM: FUEL OIL *** | 0 | P | 4320U SE
BNE857D | AL | 1-B-14-000-001 | 2 | PUMP | PUMP, CENTRIFUGAL, QA 0, PUMPING UNIT, CENTRIFUGAL; AUX DUPLEX, B/F 1732-22-9813, S/N 42449-4 | 0 | P | 4320U SE
BNQ946T | AL | 1-A-03-000-001 | 1 | PUMP | PUMP, CENTRIFUGAL, QA 0, PUMP, CENTRIFUGAL; INLET SIZE: 06.000 IN ( 6), OUTLET SIZE: 06.000 IN | 0 | P | 4320U SE
BNR706B | AL | D-A-35-201-003 | 3 | PUMP | PUMP, HAND, QA 0, HYDRAULIC, HIGH, PUMP, HYDRAULIC,RAM,HAND D; MASTERFLEX, HIGH CAPACITY, WITH BRACKET | 0 | P | 6630D SE
BPG959L | AL | F-B-06-101-001 | 1 | PUMP | PUMP, CENTRIFUGAL, QA 0, PUMP, CENTRIFUGAL; HORSEPOWER: 10, REVOLUTIONS PER MIN: 3550, INLET | 0 | P | 4320U SE
BPQ264F | AL | D-A-04-201-002 | 1 | PUMP | PUMP, TYPICAL, QA 0, PUMP ASSY, ANALYZER; AIR, FOR ANALYZER, SODIUM, MODEL 1811 LL *** | 0 | C | 4320U SE
BQQ144K | AL | D-B-23-301-000 | 1 | PUMP | PUMP, CENTRIFUGAL, QA 0, 1-1/2 IN, 1 IN, 5 GPM, PUMP, CENTRIFUGAL; CAPACITY (GPM): 5, DESIGN MEDIUM: CHEMICAL | 0 | B | 4320U SE
BQY575Q | AL | P-A-LL-ET0-095 | 1 | PUMP | PUMP, CENTRIFUGAL, QA 3, 2-1/2 IN, 1-1/2 IN, 10 IN, 3, 40 GPM, *** PUMP UNIT, CENTRIFUGAL; PUMP: TYPE H2, SIZE 2.5 (2-1/2) X 1.5 | 3 | C | 4320U SE
BRD680Q | AL | D-B-05-202-007 | 2 | PUMP | PUMP, TYPICAL, QA 0, PUMP, ROTARY; DESIGN MEDIUM: CHEMICAL *** | 0 | B | 4320U SE
BTK960D | AL | A-A-01-000-001 | 2 | PUMP | PUMP, CENTRIFUGAL, QA 0, PUMP, CENTRIFUGAL; CAPACITY: 300, PRESSURE RATING: 15 PSI, DESIGN | 0 | C | 4320U SE
BTP969T | AL | A-A-01-000-001 | 1 | PUMP | PUMP, TYPICAL, QA 0, PUMP, FLUID DRIVE; CHEMICAL, 4 AMP, 115V AC, 50/60 HZ *** | 0 | B | 6630D SE
BVD760E | AL | D-A-06-402-003 | 1 | PUMP | PUMP, HAND, QA 0, PUMP, HAND OPERATED; MASTERFLEX L/S HAND PUMP, ACCEPTS ONLY MASTERFLEX | 0 |  | 6630D SE
BVE965B | AL | A-A-01-000-001 | 1 | PUMP | PUMP, CENTRIFUGAL, QA 0, 1/2 IN, 1/2 IN, 100 PSI, PUMP, CENTRIFUGAL; CAPACITY (GPM): 216, PRESSURE RATING: 100 PSI | 0 | C | 4320U SE
BWN474F | AL | F-A-27-101-000 | 1 | PUMP | PUMP, TYPICAL, QA 3, PUMP ASSY, RADIATION DETECTOR; WITH 1-1/2 HP,117VAC MOTOR,FOR AREA | 3 | B | 6630D SE
BXV727C | AL | F-A-19-102-002 | 1 | PUMP | PUMP, TYPICAL, QA 0, PUMP, COOLANT,ENGINE; BELLOWS, MODEL MB-21, WITH MOTOR, 115 VAC, 50/60 | 0 | C | 2910O SE
BXX054J | AL | A-A-01-000-001 | 1 | PUMP | PUMP, TYPICAL, QA 0, PUMP, WATER SAMPLING; REPLACEMENT,FOR PACESETTER DRAWDOWN ASSY, P/N | 0 | B | 4320U SE
BYE619C | AL | A-A-01-000-001 | 1 | PUMP | PUMP, TYPICAL, QA 0, 12 IN, 12 IN, 16 IN, PUMP, LUBRICANT TRANSFER; OIL, SHAFT DRIVEN, CCW ROTATION, CAST STEEL | 0 | C | 5120M SE
BYE619C | AL | F-A-12-101-000 | 1 | PUMP | PUMP, TYPICAL, QA 0, 12 IN, 12 IN, 16 IN, PUMP, LUBRICANT TRANSFER; OIL, SHAFT DRIVEN, CCW ROTATION, CAST STEEL | 0 | C | 5120M SE
CAW109H | AL | D-A-34-401-000 | 1 | PUMP | PUMP, SUMP, QA 3, 35 GPM, PUMP, SUMP; VERTICAL, CAPACITY (GPM): 35, TOTAL HEAD: 50 FT, TYPICAL | 3 | C | 4320U SE
CAW109H | AL | Z-A-10-000-001 | 1 | PUMP | PUMP, SUMP, QA 3, 35 GPM, PUMP, SUMP; VERTICAL, CAPACITY (GPM): 35, TOTAL HEAD: 50 FT, TYPICAL | 3 | C | 4320U SE
CAW109H | AL | 1-A-03-000-001 | 1 | PUMP | PUMP, SUMP, QA 3, 35 GPM, PUMP, SUMP; VERTICAL, CAPACITY (GPM): 35, TOTAL HEAD: 50 FT, TYPICAL | 3 | C | 4320U SE
CBH899A | AL | A-A-01-000-001 | 1 | PUMP | PUMP, SCREW, QA 0, OIL, 4 IN, 4 IN, AIR SIDE SEAL OIL, S/N 589124, | 0 | C | 4320U SE
CBP650X | AL | F-A-05-101-000 | 1 | PUMP | PUMP, TYPICAL, QA 0, PUMP, DIESEL GENERATOR; DRUM PUMP, ELECTRIC, 22 GALLON PER MINUTE. *** | 0 | B | 2910O SE
CHD919E | AL | D-B-05-301-000 | 2 | PUMP | PUMP, GEAR, QA 0, 3 IN, 3 IN, ROTARY, DESIGN MEDIUM OIL, INLET SIZE 3 IN, OUTLET SIZE 3 IN | 0 | B | 4320U SE
CJX729T | AL | D-B-17-101-000 | 1 | PUMP | PUMP, CENTRIFUGAL, QA 3, LEFT HAND ROTATION, 12 IN (1 FT), 10 IN, 9-13/16 IN, 1, 2400 GPM, @ 70 FT TDH, RCW BOOSTER PUMP, TYP.SN# 0968-65, | 3 | C | 4320U SE
CJX729T | AL | Y-A-03-303-000 | 1 | PUMP | PUMP, CENTRIFUGAL, QA 3, LEFT HAND ROTATION, 12 IN (1 FT), 10 IN, 9-13/16 IN, 1, 2400 GPM, @ 70 FT TDH, RCW BOOSTER PUMP, TYP.SN# 0968-65, | 3 | C | 4320U SE
CKJ731T | AL | F-C-38-WAL-002 | 2 | PUMP | PUMP, TYPICAL, QA 0, W-150X500X2, BUILDING HEATING SYSTEM DRAIN PUMP, MODEL 1-1/2X5W, SERIAL NUMBER 0269-89/90, PUMP ONLY | 0 | C | 48100 SE
CKV362H | AL | D-A-11-401-001 | 1 | PUMP | PUMP, TYPICAL, QA 3, PUMP/MOTOR COMBINATION, APPLICATION: SEWAGE LIFT PUMP, PUMP MODEL: HPGH300M4-2, PUMP S/N: | 3 | C | 48100 SE
AFE979H | AL | M-A-04-000-002 | 1 | PUMP | PUMP, CENTRIFUGAL, QA 3, PUMP, CENTRIFUGAL; MODEL MB-111, SAMPLE, S/N 687,COMPLETE ASSEMBLY | 3 | P | 4320U SE
AHD680H | AL | I-A-13-000-002 | 1 | PUMP | PUMP, TYPICAL, QA 0, PUMP, ROTARY; DESIGN MEDIUM: OIL, INLET SIZE: 01.500 IN ( 1 1/2) | 0 | P | 4320U SE
AHD883P | AC | - - - - | 1 | PUMP | PUMP, TYPICAL, QA 0, 1 IN, 1 IN, PISTON, AXIAL, CONSTANT VOLUME, 2.48 GPM @ 1200 RPM, | 0 | B | 4320U SE
AME963V | AL | L-A-02-000-002 | 1 | PUMP | PUMP, CENTRIFUGAL, QA 0, PUMP, CENTRIFUGAL; INLET SIZE: 03.000 IN ( 3), OUTLET SIZE: 03.500 IN | 0 | P | 4320U SE
AQD378R | AL | L-A-09-000-002 | 2 | PUMP | PUMP, TYPICAL, QA 0, PUMP, ROTARY; DESIGN MEDIUM: OIL *** | 0 | P | 4320U SE
AVQ746B | AL | M-A-09-000-002 | 3 | PUMP | PUMP, CENTRIFUGAL, QA 0, PUMP, CENTRIFUGAL; INLET SIZE: 01.250 IN ( 1 1/4), OUTLET SIZE: 01.500 | 0 | P | 4320U SE
AXT528Y | AL | M-A-01-000-002 | 1 | PUMP | PUMP, RECIPROCATING, QA 0, PUMP, RECIPROCATING; 7.2 TO 26.1 GPH, WITH POSITIVE45 PSIG PRESSURE | 0 | P | 4320U SE
AYV112K | AL | M-A-13-000-002 | 1 | PUMP | PUMP, CENTRIFUGAL, QA 0, PUMP UNIT, CENTRIFUGAL; 0.5 HP, COMPLETE WITH MOTOR, 3450/2850 RPM | 0 | P | 4320U SE
AYV113H | AL | M-A-11-000-002 | 1 | PUMP | PUMP, CENTRIFUGAL, QA 0, PUMP UNIT, CENTRIFUGAL; 1/3 HP, COMPLETE WITH MOTOR, 3450/2850 RPM | 0 | P | 4320U SE
BBC715G | AL | M-A-03-000-002 | 1 | PUMP | PUMP, CENTRIFUGAL, QA 0, PUMP, CENTRIFUGAL; CAPACITY (GPM): 350 *** | 0 | P | 4320U SE
BBK992H | AL | M-A-02-000-002 | 1 | PUMP | PUMP, CENTRIFUGAL, QA 0, PUMP, CENTRIFUGAL; CAPACITY (GPM): 20, VOLTAGE: 115 *** | 0 | P | 4320U SE
BBL281E | AL | M-A-03-000-002 | 1 | PUMP | PUMP, CENTRIFUGAL, QA 0, 100 GPM, PUMP, CENTRIFUGAL; CAPACITY (GPM): 100, DESIGN MEDIUM: WATER *** | 0 | P | 4320U SE
BDJ954J | AL | M-A-01-000-002 | 1 | PUMP | PUMP, RECIPROCATING, QA 3, PUMP, RECIPROCATING; 115 VAC, 50/60 HZ, 0.2 AMP, 60/72 RPM, SINGLE | 3 | B | 6695D SE
BDJ957C | AL | L-A-02-000-002 | 2 | PUMP | PUMP, CENTRIFUGAL, QA 0, PUMP, CENTRIFUGAL; CAPACITY (GPM): 19, HORSEPOWER: 1.5 *** | 0 | P | 4320U SE
BEX583W | AL | M-A-02-000-002 | 2 | PUMP | PUMP, CENTRIFUGAL, QA 0, PUMP, CENTRIFUGAL; HORSEPOWER: 0.5, REVOLUTIONS PER MIN: 3450 | 0 | P | 4320U SE
BEX584T | AL | M-A-12-000-002 | 1 | PUMP | PUMP, TYPICAL, QA 0, PUMP, ROTARY; REVOLUTIONS PER MIN: 49, VOLTAGE: 115 *** | 0 | P | 4320U SE
BFX531A | AL | M-A-09-000-002 | 1 | PUMP | PUMP, CENTRIFUGAL, QA 0, PUMP UNIT, CENTRIFUGAL; THREADED, WITH GE ELECTRIC JETPUMP MOTOR, 1/2 | 0 | C | 4320U SE
BGC627E | AL | T-A-05-000-002 | 1 | PUMP | PUMP, CENTRIFUGAL, QA 2, PUMP, CENTRIFUGAL; DIESEL GENERATOR, FRESH WATER COOLING APPLICATION | 2 | C | 2910O SE
BGM990P | AL | B-A-11-000-002 | 1 | PUMP | PUMP, CENTRIFUGAL, QA 0, PUMP, CENTRIFUGAL; 3540 GPM, FLANGE ENDS, SIZE NCP12Y2-250/208 | 0 | P | 4320U SE
BGT017Q | AL | P-A-LL-ET0-074 | 2 | PUMP | PUMP, CENTRIFUGAL, QA 0, PUMP, CENTRIFUGAL; HORSEPOWER: 2, VOLTAGE: 250 *** | 0 | C | 4320U SE
BLE967J | AL | L-A-09-000-002 | 2 | PUMP | PUMP, GEAR, QA 3, PUMP DRIVING GEAR, STEAM TURBINE; PUMP DRIVING GEAR, FOR RCIC TURBIN | 3 | P | 2825G SE
BNB286E | AL | M-A-03-000-002 | 1 | PUMP | PUMP, TYPICAL, QA 1, PUMP ASSY, ; WITH MOTOR, FOR DAMPER ACTUATOR, MODEL NH92G2002N167 | 1 | P | 4310I SE
BNB368C | AL | P-A-LL-ET0-064 | 4 | PUMP | PUMP, TYPICAL, QA 1, PUMP, FUEL,ELECTRICAL; OIL, FLANGED CONNECTION, 3.6 GPM AT 1200 RPM | 1 | C | 2910O SE
BPG778Q | AL | A-A-01-000-002 | 1 | PUMP | PUMP, TYPICAL, QA 0, PUMP, ROTARY; PRESSURE RATING: 75 PSI, DESIGN MEDIUM: OIL HORSEPOWER: | 0 | C | 4320U SE
BTQ451X | AL | P-A-LL-ET0-085 | 1 | PUMP | PUMP, TYPICAL, QA 0, PUMP, METERING; SIMPLEX, 5/8" PLUNGER, ALLOY 20 MATERIAL, 117 STOKES | 0 | C | 4320U SE
CAJ708E | AL | M-A-07-000-002 | 1 | PUMP | PUMP, CENTRIFUGAL, QA 0, PUMP, CENTRIFUGAL; WITH RELIEF VALVE,MIN CAPACITY 200 GPM,DESIGN PRESS | 0 | B | 4320U SE
CDV453K | AL | L-A-09-000-002 | 1 | PUMP | PUMP, TYPICAL, QA 0, PUMP, AUXILIARY OIL; RIGHT HAND ROTATION, MODEL NO. PVA-120. *** | 0 | B | 2825G SE
ABD484B | AL | L-A-03-000-002 | 5 | PURIFIER | PURIFIER, TYPICAL, QA 0, AIR CLEANER,INTAKE, ; POROSINT, FOR HYPER-AIR ENGR, BREATHING AIR | 0 | P | 4310I SE
BLP208J | AL | M-A-10-000-002 | 1 | PURIFIER | PURIFIER, TYPICAL, QA 0, CENTRIFUGAL,OIL, COMPLETE SYSTEM | 0 | P | 4330N SE