## Design Assistant
HUD Residential Energy Use Benchmarking Tool
For single-family, semi-detached, row/townhouse, multi-family walk-up, and elevator buildings.
Building Description | [6 empty] | Preliminary: 9/17/07
SD
Building Name | [user must enter zip code below] |  |  |  | (optional entry)
SFD
5-digit Zip Code: | [5 empty] | Heating Degree Days | #N/A | TEST BUILDING:
Mapping Location: | #N/A |  |  |  |  | Cooling Degree Days: | #N/A | DOEID #: | 1053
| Gross Floor Area (ft2) | Total Number of Units | Is This a Multifamily Building with Central Laundry? (Y/N) | Is this a Multi-Family Walkup Building? (Y/N) | Heated Floor Area | Year Built
(ft2)
Building Description:
1549
Annual Consumption |  |  |  |  | District Steam | District Hot Water
| Electricity | Gas | #2 Fuel Oil | #4 Fuel Oil |  |  | Propane
Select Units:
Energy
Cost ($)
Calculated unit cost:
| $/kWh | $/therm | $/gallon | $/gallon | $/klbs | $/kBtu | $/gallon
Results
|  | Your Building |  | HUD Typical
| Score Against Peers | #VALUE! |  | 50
| Building Site Energy Use (kBtu/year) | 0 | #REF! | #DIV/0!
| Building Source Energy Use (kBtu/year) | 0 | #REF! | #VALUE!
| Site Energy Use Intensity (kBtu/ft2-year) | #DIV/0! |  | #DIV/0!
| Energy Cost Intensity ($/ft2-year) | #DIV/0! |  | #DIV/0!
| Total Annual Energy Cost ($/year) | 0 |  | #DIV/0!
Web Site: | www.epa.gov/buildings/label |  |  | E-Mail: energystar.buildings@epa.gov
#VALUE!
Not Sure?
The HUD Residential Energy Use Benchmarking Tool quantifies the performance of a user-defined building relative to the family of HUD residential buildings. A score of 75 denotes performance at the top 25th percentile of HUD residential buildings. A score of 50 denotes performance at the 50th percentile (in the middle) of HUD residential buildings. For definitions or help on the terms below, simply click on any underlined text. Click on "Return" to come back to this page.
Directions: Provide entries in ALL the grey spaces that apply for your Building Description and Annual Energy Consumption.
Energy Use Intensity
Performance Rating
Low
High
1
100
50

## Worksheet - Design (hidden)
Design Assistant Worksheet
Model Variable | Transfrmd Value | Coeff | Expected Results |  |  | Model Variable Contributions |  |  |  | Input Variable | Value
Intercept | 1 | 17.8526 | [5 empty] | 17.8526
lnGrossFloorArea | #VALUE! | 0.71387 | [5 empty] | #VALUE! |  | GrossFloorArea | 0
lnNumberOfUnits | #VALUE! | 0.37937 | [5 empty] | #VALUE! |  | NumberOfUnits | 0
Ctrl Laundry | 0 | -0.30431 | [5 empty] | 0 |  | Ctrl Laundry | 0 | Ln Number of BdRms used in previous version
MW | 0 | -0.14354 | SFD in previous version |  |  |  |  | 0 |  | MW | 0
hddheatp | #DIV/0! | 1.9345e-07 |  | Score | #VALUE! |  |  | #DIV/0! |  | % Heated | #DIV/0!
Year Built | 0 | -0.00573 | [5 empty] | 0 |  | Year Built | 0
PctShare | #DIV/0! | 0.0034 | PctShare=100 / # Units (100 for SF, <100 for other types) |  |  |  |  | #DIV/0! |  | Pct Shared | #DIV/0! | Cold climate used in previous version
[10 empty] | HDD | #N/A | Doesn't use actual value since model
[10 empty] | CDD | #N/A | responds minimally to HDD
Bldg Site Total | 0 | kBtu |  |  |  |  | Predicted LnEUSo = | #VALUE! | kBtu/yr
Site EUI | [11 empty] | Type |  | Type
Bldg Source Total | 0 | kBtu | [5 empty] | #VALUE! |  |  | 1 | ME | 5 | SD
Source EUI | #DIV/0! | kBtu/SF | [8 empty] | 2 | MW | 6 | SFD
Adj Source EUI | [6 empty] | Analysis Sample Mean LnEUSo = | 12.6976 | kBtu/yr |  | 4 | RTH
Ln So kBtu | #VALUE!
NOTE - USED ADJ
| LnEUse in previous version |  |  | Final Selected Energy Use Model (HDDPct instead of CDDPct) -- if add CDDPct, comes in as neg, takes priority over HDDPct, and HDDPct becomes stat insign
Benchmark Score | HUD Sample Ratios (Act/Pred) |  |  |  | Dependent | Variable: | lnkbtutot |  |  | QC Check: When put means in for Col B transfrmd values, pred mean = reg mean.
100 | 0.88853
99 | 0.92368 |  |  |  | Number obs read: |  | 2452 |  |  | Variable | N | Mean
98 | 0.93251 |  |  |  | Number obs used |  | 2375 |  |  | lnkbtutot_Mean | 2375 | 12.6976
97 | 0.93892 | [8 empty] | lnGrossFloorArea | 2375 | 7.7827
96 | 0.94247 |  |  |  |  | Sum of | Mean |  |  | lnNumberOfUnits | 2375 | 0.97718
95 | 0.94641 |  |  | Source | DF | Squares | Square | F | Pr>F | HasCentralLaundry | 2375 | 0.092301
94 | 0.94866 |  |  | Model | 7 | 2062.02 | 294.5743 | 2251.84 | <.0001 | MW | 2375 | 0.059245
93 | 0.95252 |  |  | Error | 2367 | 309.6388 | 0.13081 |  |  | HDDPct | 2375 | 507648.1179
92 | 0.95615 |  |  | Corrected Total | 2374 | 2371.6588 |  |  |  | year | 2375 | 1972.9941
91 | 0.95867 | [8 empty] | PctShare | 2375 | 51.0776
90 | 0.96023 |  |  |  | Root | MSE | 0.36168 | R-Square | 0.8694
89 | 0.96315 |  |  |  | Dependent | Mean | 12.6976 | Adj R-Sq | 0.8691 | lnkbtutot | 2375 | 12.7267
88 | 0.96505 |  |  |  | Coeff | Var | 2.8484
87 | 0.96604
86 | 0.96918 |  |  |  | Parameter | Standard
85 | 0.97068 |  |  | Variable | Estimate | Error | t | Pr >¦t¦
84 | 0.97258 |  |  | Intercept | 17.7476 | 1.2407 | 14.3 | <.0001
83 | 0.97391 |  |  | lnGrossFloorArea | 0.71317 | 0.02596 | 27.47 | <.0001
82 | 0.9752 |  |  | HDDPct | 1.8176e-07 | 4.635e-08 | 3.92 | <.0001
81 | 0.97684 |  |  | lnNumberOfUnits | 0.39156 | 0.03366 | 11.63 | <.0001
80 | 0.97792 |  |  | MW | -0.13678 | 0.03257 | -4.2 | <.0001
79 | 0.97917 |  |  | year | -0.00569 | 0.00063758 | -8.93 | <.0001
78 | 0.98002 |  |  | HasCentralLaundry | -0.30498 | 0.03579 | -8.52 | <.0001
77 | 0.98128 |  |  | PctShare | 0.00377 | 0.00052641 | 7.17 | <.0001
76 | 0.98231
75 | 0.98328
74 | 0.98435
73 | 0.98548
72 | 0.98652
71 | 0.98738
70 | 0.98834
69 | 0.98919
68 | 0.99022
67 | 0.99119
66 | 0.99212
65 | 0.9929
64 | 0.99338
63 | 0.99364
62 | 0.9945
61 | 0.99517
60 | 0.99574
59 | 0.99644
58 | 0.99723
57 | 0.99809
56 | 0.99871
55 | 0.99929
54 | 1.0001
53 | 1.0005
52 | 1.0009 | HUD Sample Ratio |  | Act at
51 | 1.0019 | (Act/Pred) at Score=50 | Pred Obs Mean | Score=50
50 | 1.0026 | 1.0026 | #VALUE! | #VALUE!
49 | 1.0037
48 | 1.0048
47 | 1.0049
46 | 1.0057
45 | 1.0063
44 | 1.0075
43 | 1.0085
42 | 1.0094
41 | 1.0101
40 | 1.0108
39 | 1.0116
38 | 1.0125
37 | 1.0134
36 | 1.0145
35 | 1.0147
34 | 1.0152
33 | 1.0159
32 | 1.017
31 | 1.0179
30 | 1.0183
29 | 1.0187
28 | 1.0193
27 | 1.0201
26 | 1.0205
25 | 1.0212
24 | 1.0216
23 | 1.0221
22 | 1.0226
21 | 1.0238
20 | 1.0244
19 | 1.025
18 | 1.0258
17 | 1.0268
16 | 1.0273
15 | 1.0275
14 | 1.0286
13 | 1.0298
12 | 1.0301
11 | 1.0307
10 | 1.0314
9 | 1.0318
8 | 1.0327
7 | 1.0338
6 | 1.0354
5 | 1.0374
4 | 1.0404
3 | 1.0438
2 | 1.0472
1 | 1.0565

## Target Finder (hidden)
ENERGY STAR Label For Buildings
Office Target Finder
Building Description | [6 empty] | 2000-07-03
Building Name: | Test #1 |  |  |  | **Optional**
Location:
| Floor Area (ft2) | Weekly Hours | # of Students | # of PCs
Office: | 98000 | 55 | 320 | 330
Computer Room: | 2000 | 168 | [5 empty] | 60%
Above Ground Garage:
Below Ground Garage:
Parking Lot: | 25000 | 80 | [5 empty] | 40%
Building Total | 100000 | 57.26 | [5 empty] | 100%
State Average Utility Rates
|  |  | Electricity |  | Natural Gas
Primary Heat Source: |  |  | 0.0715 | /kWh | 0.77476 | /Therm
1549
Benchmarking Score | Cost | Site Energy Intensity
|  | Energy Total |  | Electricity Sub-total |  | Nat. Gas Sub-total
ENERGY STAR = 75 or above | ($/ft2-year) | (kBtu/ft2-year) |  | (kWh/ft2-year) |  | (kBtu/ft2-year)
100 | #REF! | #REF! |  | #REF! |  | #REF!
90 | #REF! | #REF! |  | #REF! |  | #REF!
80 | #REF! | #REF! |  | #REF! |  | #REF!
75 | #REF! | #REF! |  | #REF! |  | #REF!
70 | #REF! | #REF! |  | #REF! |  | #REF!
60 | #REF! | #REF! |  | #REF! |  | #REF!
50 | #REF! | #REF! |  | #REF! |  | #REF!
40 | #REF! | #REF! |  | #REF! |  | #REF!
30 | #REF! | #REF! |  | #REF! |  | #REF!
20 | #REF! | #REF! |  | #REF! |  | #REF!
10 | #REF! | #REF! |  | #REF! |  | #REF!
Web Site: | www.epa.gov/buildings/label |  |  | E-Mail: energystar.buildings@epa.gov

## Locator Map (hidden)
| actual | actual |  | actual |  |  |  | climate mapped |  |  |  | weather normalization mapped
| zip_code | zip_state |  | zip_city |  |  |  | city state | state | CDD | HDD | city | state | file name
User | 136 | [5 empty] | Watertown, NY
| 574 | "South_Dakota" | SD | "Aberdeen" | 10 | Aberdeen | Aberdeen, SD | ABERDEEN SD | SD | 633 | 8446 | Fargo | ND | NDFARGO.txt
| 795 | "Texas" | TX | "Abilene" | 9 | Abilene | Abilene, TX | ABILENE TX | TX | 2451 | 2584 | Abilene | TX | TXABILEN.txt
| 796 | "Texas" | TX | "Abilene" | 9 | Abilene | Abilene, TX | ABILENE TX | TX | 2451 | 2584 | Abilene | TX | TXABILEN.txt
| 036 | "New_Hampshire" | NH | "Acworth" | 9 | Acworth | Acworth, NH | CONCORD NH | NH | 328 | 7554 | Concord | NH | NHCONCOR.txt
| 790 | "Texas" | TX | "Adrian" | 8 | Adrian | Adrian, TX | AMARILLO TX | TX | 1354 | 4258 | Amarillo | TX | TXAMARIL.txt
| 298 | "South_Carolina" | SC | "Aiken" | 7 | Aiken | Aiken, SC | COLUMBIA SC | SC | 1966 | 2649 | Columbia | SC | SCCOLMBA.txt
| 714 | "Louisiana" | LA | "Aimwell" | 9 | Aimwell | Aimwell, LA | SHREVEPORT LA | LA | 2368 | 2264 | Shreveport | LA | LASHREVE.txt
| 442 | "Ohio" | OH | "Akron" | 7 | Akron | Akron, OH | AKRON OH | OH | 625 | 6160 | Akron Canton | OH | OHAKRON.txt
| 443 | "Ohio" | OH | "Akron" | 7 | Akron | Akron, OH | AKRON OH | OH | 625 | 6160 | Akron Canton | OH | OHAKRON.txt
| 811 | "Colorado" | CO | "Alamosa" | 9 | Alamosa | Alamosa, CO | ALAMOSA CO | CO | 62 | 8749 | Colorado Springs | CO | COCOSPGS.txt
| 317 | "Georgia" | GA | "Albany" | 8 | Albany | Albany, GA | COLUMBUS GA | GA | 2284 | 2261 | Columbus | GA | GACOLMBS.txt
| 120 | "New_York" | NY | "Albany" | 8 | Albany | Albany, NY | ALBANY NY | NY | 507 | 6894 | Albany | NY | NYALBANY.txt
| 121 | "New_York" | NY | "Albany" | 8 | Albany | Albany, NY | ALBANY NY | NY | 507 | 6894 | Albany | NY | NYALBANY.txt
| 122 | "New_York" | NY | "Albany" | 8 | Albany | Albany, NY | ALBANY NY | NY | 507 | 6894 | Albany | NY | NYALBANY.txt
| 871 | "New_Mexico" | NM | "Albuquerque" | 13 | Albuquerque | Albuquerque, NM | ALBUQUERQUE NM | NM | 1244 | 4425 | Albuquerque | NM | NMALBUQU.txt
| 872 | "New_Mexico" | NM | "Albuquerque" | 13 | Albuquerque | Albuquerque, NM | ALBUQUERQUE NM | NM | 1244 | 4425 | Albuquerque | NM | NMALBUQU.txt
| 713 | "Louisiana" | LA | "Alexandria" | 12 | Alexandria | Alexandria, LA | SHREVEPORT LA | LA | 2368 | 2264 | Shreveport | LA | LASHREVE.txt
| 223 | "Virginia" | VA | "Alexandria" | 12 | Alexandria | Alexandria, VA | WASHINGTON NAT'L AP DC | DC | 1549 | 4047 | Washington | MD | MDWASHDC.txt
| 918 | "California" | CA | "Alhambra" | 10 | Alhambra | Alhambra, CA | LOS ANGELES C.O. CA | CA | 1537 | 1154 | Los Angeles | CA | CALOSANG.txt
| 181 | "Pennsylvania" | PA | "Allentown" | 11 | Allentown | Allentown, PA | ALLENTOWN PA | PA | 773 | 5785 | Allentown | PA | PAALLENT.txt
| 693 | "Nebraska" | NE | "Alliance" | 10 | Alliance | Alliance, NE | RAPID CITY SD | SD | 611 | 7301 | Rapid City | SD | SDRAPCTY.txt
| 166 | "Pennsylvania" | PA | "Altoona" | 9 | Altoona | Altoona, PA | PITTSBURGH PA | PA | 654 | 5968 | Pittsburgh | PA | PAPITTSB.txt
| 791 | "Texas" | TX | "Amarillo" | 10 | Amarillo | Amarillo, TX | AMARILLO TX | TX | 1354 | 4258 | Amarillo | TX | TXAMARIL.txt
| 928 | "California" | CA | "Anaheim" | 9 | Anaheim | Anaheim, CA | LONG BEACH CA | CA | 1201 | 1430 | Los Angeles | CA | CALOSANG.txt
| 995 | "Alaska" | AK | "Anchorage" | 11 | Anchorage | Anchorage, AK | ANCHORAGE AK | AK | 0 | 10570 | Anchorage | AK | AKANCHOR.txt
| 996 | "Alaska" | AK | "Anchorage" | 11 | Anchorage | Anchorage, AK | ANCHORAGE AK | AK | 0 | 10570 | Anchorage | AK | AKANCHOR.txt
| 289 | "North_Carolina" | NC | "Andrews" | 9 | Andrews | Andrews, NC | KNOXVILLE TN | TN | 1266 | 3937 | Knoxville | TN | TNKNOXVI.txt
| 481 | "Michigan" | MI | "Ann Arbor" | 11 | Ann Arbor | Ann Arbor, MI | DETROIT MI | MI | 626 | 6569 | Detroit | MI | MIDETROI.txt
| 214 | "Maryland" | MD | "Annapolis" | 11 | Annapolis | Annapolis, MD | BALTIMORE MD | MD | 1137 | 4707 | Baltimore | MD | MDBALTIM.txt
| 362 | "Alabama" | AL | "Anniston" | 10 | Anniston | Anniston, AL | BIRMINGHAM AP AL | AL | 1797 | 2918 | Birmingham | AL | ALBIRMIN.txt
| 734 | "Oklahoma" | OK | "Ardmore" | 9 | Ardmore | Ardmore, OK | DALLAS-FORT WORTH TX | TX | 2603 | 2407 | Dallas Ft Worth | TX | TXDALLAS.txt
| 222 | "Virginia" | VA | "Arlington" | 11 | Arlington | Arlington, VA | WASHINGTON NAT'L AP DC | DC | 1549 | 4047 | Washington | MD | MDWASHDC.txt
| 287 | "North_Carolina" | NC | "Asheville" | 11 | Asheville | Asheville, NC | BRISTOL-JHNSN CTY-KNGSPRT TN | TN | 972 | 4406 | Asheville | NC | NCASHEVI.txt
| 288 | "North_Carolina" | NC | "Asheville" | 11 | Asheville | Asheville, NC | ASHEVILLE NC | NC | 787 | 4308 | Asheville | NC | NCASHEVI.txt
| 411 | "Kentucky" | KY | "Ashland" | 9 | Ashland | Ashland, KY | LEXINGTON KY | KY | 1140 | 4783 | Lexington | KY | KYLEXING.txt
| 412 | "Kentucky" | KY | "Ashland" | 9 | Ashland | Ashland, KY | HUNTINGTON WV | WV | 1005 | 4665 | Charleston | WV | WVCHARLE.txt
| 306 | "Georgia" | GA | "Athens" | 8 | Athens | Athens, GA | ATHENS GA | GA | 1709 | 2893 | Atlanta | GA | GAATLANT.txt
| 457 | "Ohio" | OH | "Athens" | 8 | Athens | Athens, OH | COLUMBUS OH | OH | 797 | 5708 | Columbus | OH | OHCOLMBS.txt
| 300 | "Georgia" | GA | "Atlanta" | 9 | Atlanta | Atlanta, GA | ATLANTA GA | GA | 1667 | 2991 | Atlanta | GA | GAATLANT.txt
| 301 | "Georgia" | GA | "Atlanta" | 9 | Atlanta | Atlanta, GA | ATLANTA GA | GA | 1667 | 2991 | Atlanta | GA | GAATLANT.txt
| 302 | "Georgia" | GA | "Atlanta" | 9 | Atlanta | Atlanta, GA | ATLANTA GA | GA | 1667 | 2991 | Atlanta | GA | GAATLANT.txt
| 303 | "Georgia" | GA | "Atlanta" | 9 | Atlanta | Atlanta, GA | ATLANTA GA | GA | 1667 | 2991 | Atlanta | GA | GAATLANT.txt
| 084 | "New_Jersey" | NJ | "Atlantic City" | 15 | Atlantic City | Atlantic City, NJ | ATLANTIC CITY AP NJ | NJ | 826 | 5169 | Atlantic City | NJ | NJATLCTY.txt
| 042 | "Maine" | ME | "Auburn" | 8 | Auburn | Auburn, ME | PORTLAND ME | ME | 268 | 7378 | Portland | ME | MEPORTLA.txt
| 308 | "Georgia" | GA | "Augusta" | 9 | Augusta | Augusta, GA | ATHENS GA | GA | 1709 | 2893 | Columbia | SC | SCCOLMBA.txt
| 309 | "Georgia" | GA | "Augusta" | 9 | Augusta | Augusta, GA | AUGUSTA GA | GA | 1948 | 2565 | Columbia | SC | SCCOLMBA.txt
| 043 | "Maine" | ME | "Augusta" | 9 | Augusta | Augusta, ME | PORTLAND ME | ME | 268 | 7378 | Portland | ME | MEPORTLA.txt
| 786 | "Texas" | TX | "Austin" | 8 | Austin | Austin, TX | SAN ANTONIO TX | TX | 2996 | 1644 | Austin | TX | TXAUSTIN.txt
| 787 | "Texas" | TX | "Austin" | 8 | Austin | Austin, TX | AUSTIN TX | TX | 3016 | 1688 | Austin | TX | TXAUSTIN.txt
| 933 | "California" | CA | "Bakersfield" | 13 | Bakersfield | Bakersfield, CA | BAKERSFIELD CA | CA | 2365 | 2182 | Fresno | CA | CAFRESNO.txt
| 932 | "California" | CA | "Bakersfield/Visalia" | 21 | Bakersfield/Visalia | Bakersfield/Visalia, CA | FRESNO CA | CA | 1967 | 2556 | Fresno | CA | CAFRESNO.txt
| 210 | "Maryland" | MD | "Baltimore" | 11 | Baltimore | Baltimore, MD | BALTIMORE MD | MD | 1137 | 4707 | Baltimore | MD | MDBALTIM.txt
| 211 | "Maryland" | MD | "Baltimore" | 11 | Baltimore | Baltimore, MD | BALTIMORE MD | MD | 1137 | 4707 | Baltimore | MD | MDBALTIM.txt
| 212 | "Maryland" | MD | "Baltimore" | 11 | Baltimore | Baltimore, MD | BALTIMORE MD | MD | 1137 | 4707 | Baltimore | MD | MDBALTIM.txt
| 213 | "Maryland" | MD | "Baltimore" | 11 | Baltimore | Baltimore, MD | BALTIMORE MD | MD | 1137 | 4707 | Baltimore | MD | MDBALTIM.txt
| 044 | "Maine" | ME | "Bangor" | 8 | Bangor | Bangor, ME | PORTLAND ME | ME | 268 | 7378 | Portland | ME | MEPORTLA.txt
| 725 | "Arkansas" | AR | "Batesville" | 12 | Batesville | Batesville, AR | NORTH LITTLE ROCK AR | AR | 1916 | 3228 | Little Rock | AR | ARLIROCK.txt
| 045 | "Maine" | ME | "Bath" | 6 | Bath | Bath, ME | PORTLAND ME | ME | 268 | 7378 | Portland | ME | MEPORTLA.txt
| 707 | "Louisiana" | LA | "Baton Rouge" | 13 | Baton Rouge | Baton Rouge, LA | BATON ROUGE LA | LA | 2690 | 1669 | Baton Rouge | LA | LABATONR.txt
| 708 | "Louisiana" | LA | "Baton Rouge" | 13 | Baton Rouge | Baton Rouge, LA | BATON ROUGE LA | LA | 2690 | 1669 | Baton Rouge | LA | LABATONR.txt
| 408 | "Kentucky" | KY | "Baxter" | 8 | Baxter | Baxter, KY | BRISTOL-JHNSN CTY-KNGSPRT TN | TN | 972 | 4406 | Knoxville | TN | TNKNOXVI.txt
| 299 | "South_Carolina" | SC | "Beaufort" | 10 | Beaufort | Beaufort, SC | SAVANNAH GA | GA | 2365 | 1847 | Savannah | GA | GASAVANN.txt
| 776 | "Texas" | TX | "Beaumont" | 10 | Beaumont | Beaumont, TX | PORT ARTHUR TX | TX | 2764 | 1499 | Houston | TX | TXHOUSTO.txt
| 777 | "Texas" | TX | "Beaumont" | 10 | Beaumont | Beaumont, TX | PORT ARTHUR TX | TX | 2764 | 1499 | Houston | TX | TXHOUSTO.txt
| 258 | "West_Virginia" | WV | "Beckley" | 9 | Beckley | Beckley, WV | BECKLEY WV | WV | 463 | 5558 | Charleston | WV | WVCHARLE.txt
| 259 | "West_Virginia" | WV | "Beckley" | 9 | Beckley | Beckley, WV | BECKLEY WV | WV | 463 | 5558 | Charleston | WV | WVCHARLE.txt
| 051 | "Vermont" | VT | "Bellows Falls" | 15 | Bellows Falls | Bellows Falls, VT | CONCORD NH | NH | 328 | 7554 | Concord | NH | NHCONCOR.txt
| 566 | "Minnesota" | MN | "Bemidji" | 9 | Bemidji | Bemidji, MN | INTERNATIONAL FALLS MN | MN | 249 | 10487 | Duluth | MN | MNDULUTH.txt
| 977 | "Oregon" | OR | "Bend" | 6 | Bend | Bend, OR | BURNS OR | OR | 202 | 7785 | Yakima | WA | WAYAKIMA.txt
| 052 | "Vermont" | VT | "Bennington" | 12 | Bennington | Bennington, VT | ALBANY NY | NY | 507 | 6894 | Albany | NY | NYALBANY.txt
| 947 | "California" | CA | "Berkeley" | 10 | Berkeley | Berkeley, CA | SAN FRANCISCO AP CA | CA | 145 | 3016 | San Jose | CA | CASANJOS.txt
| 870 | "New_Mexico" | NM | "Bernalillo" | 12 | Bernalillo | Bernalillo, NM | ALBUQUERQUE NM | NM | 1244 | 4425 | Albuquerque | NM | NMALBUQU.txt
| 590 | "Montana" | MT | "Billings" | 10 | Billings | Billings, MT | BILLINGS MT | MT | 652 | 7164 | Billings | MT | MTBILLIN.txt
| 591 | "Montana" | MT | "Billings" | 10 | Billings | Billings, MT | BILLINGS MT | MT | 652 | 7164 | Billings | MT | MTBILLIN.txt
| 137 | "New_York" | NY | "Binghamton" | 12 | Binghamton | Binghamton, NY | ALBANY NY | NY | 507 | 6894 | Albany | NY | NYALBANY.txt
| 138 | "New_York" | NY | "Binghamton" | 12 | Binghamton | Binghamton, NY | ALBANY NY | NY | 507 | 6894 | Albany | NY | NYALBANY.txt
| 139 | "New_York" | NY | "Binghamton" | 12 | Binghamton | Binghamton, NY | BINGHAMTON NY | NY | 337 | 7273 | Wilkes-Barre | PA | PAWILKES.txt
| 350 | "Alabama" | AL | "Birmingham" | 12 | Birmingham | Birmingham, AL | BIRMINGHAM AP AL | AL | 1797 | 2918 | Birmingham | AL | ALBIRMIN.txt
| 351 | "Alabama" | AL | "Birmingham" | 12 | Birmingham | Birmingham, AL | BIRMINGHAM AP AL | AL | 1797 | 2918 | Birmingham | AL | ALBIRMIN.txt
| 352 | "Alabama" | AL | "Birmingham" | 12 | Birmingham | Birmingham, AL | BIRMINGHAM AP AL | AL | 1797 | 2918 | Birmingham | AL | ALBIRMIN.txt
| 585 | "North_Dakota" | ND | "Bismarck" | 10 | Bismarck | Bismarck, ND | BISMARCK ND | ND | 488 | 8968 | Bismarck | ND | NDBISMAR.txt
| 617 | "Illinois" | IL | "Bloomington" | 13 | Bloomington | Bloomington, IL | SPRINGFIELD IL | IL | 1141 | 5688 | Springfield | IL | ILSPRING.txt
| 474 | "Indiana" | IN | "Bloomington" | 13 | Bloomington | Bloomington, IN | INDIANAPOLIS IN | IN | 1014 | 5615 | Indianapolis | IN | ININDIAN.txt
| 247 | "West_Virginia" | WV | "Bluefield" | 11 | Bluefield | Bluefield, WV | ROANOKE VA | VA | 1052 | 4360 | Roanoke | VA | VAROANOK.txt
| 836 | "Idaho" | ID | "Boise" | 7 | Boise | Boise, ID | BOISE ID | ID | 754 | 5861 | Boise | ID | IDBOISE.txt
| 837 | "Idaho" | ID | "Boise" | 7 | Boise | Boise, ID | BOISE ID | ID | 754 | 5861 | Boise | ID | IDBOISE.txt
| 020 | "Massachusetts" | MA | "Boston" | 8 | Boston | Boston, MA | WORCESTER MA | MA | 333 | 6979 | Boston | MA | MABOSTON.txt
| 021 | "Massachusetts" | MA | "Boston" | 8 | Boston | Boston, MA | BOSTON MA | MA | 678 | 5641 | Boston | MA | MABOSTON.txt
| 022 | "Massachusetts" | MA | "Boston" | 8 | Boston | Boston, MA | BOSTON MA | MA | 678 | 5641 | Boston | MA | MABOSTON.txt
| 803 | "Colorado" | CO | "Boulder" | 9 | Boulder | Boulder, CO | DENVER CO | CO | 679 | 6020 | Denver | CO | CODENVER.txt
| 421 | "Kentucky" | KY | "Bowling Green" | 15 | Bowling Green | Bowling Green, KY | LOUISVILLE KY | KY | 1288 | 4514 | Louisville | KY | KYLOUISV.txt
| 434 | "Ohio" | OH | "Bowling Green" | 15 | Bowling Green | Bowling Green, OH | TOLEDO OH | OH | 610 | 6579 | Toledo | OH | OHTOLEDO.txt
| 342 | "Florida" | FL | "Bradenton" | 11 | Bradenton | Bradenton, FL | TAMPA FL | FL | 3427 | 725 | Tampa St. Petersburg | FL | FLTAMPA.txt
| 167 | "Pennsylvania" | PA | "Bradford" | 10 | Bradford | Bradford, PA | ERIE PA | PA | 550 | 6279 | Erie | PA | PAERIE.txt
| 564 | "Minnesota" | MN | "Brainerd" | 10 | Brainerd | Brainerd, MN | SAINT CLOUD MN | MN | 415 | 8928 | Minneapolis St. Paul | MN | MNMINPLS.txt
| 053 | "Vermont" | VT | "Brattleboro" | 13 | Brattleboro | Brattleboro, VT | WORCESTER MA | MA | 333 | 6979 | Albany | NY | NYALBANY.txt
| 066 | "Connecticut" | CT | "Bridgeport" | 12 | Bridgeport | Bridgeport, CT | BRIDGEPORT CT | CT | 724 | 5537 | Bridgeport | CT | CTBRIDGE.txt
| 242 | "Virginia" | VA | "Bristol" | 9 | Bristol | Bristol, VA | ROANOKE VA | VA | 1052 | 4360 | Roanoke | VA | VAROANOK.txt
| 023 | "Massachusetts" | MA | "Brockton" | 10 | Brockton | Brockton, MA | PROVIDENCE RI | RI | 606 | 5884 | Rhode Island | RI | RIPROVID.txt
| 024 | "Massachusetts" | MA | "Brockton" | 10 | Brockton | Brockton, MA | BOSTON MA | MA | 678 | 5641 | Boston | MA | MABOSTON.txt
| 104 | "New_York" | NY | "Bronx" | 7 | Bronx | Bronx, NY | NEW YORK (LAGUARDIA AP) NY | NY | 1052 | 4910 | New York City | NY | NYNEWYOR.txt
| 112 | "New_York" | NY | "Brooklyn" | 10 | Brooklyn | Brooklyn, NY | NEW YORK (LAGUARDIA AP) NY | NY | 1052 | 4910 | New York City | NY | NYNEWYOR.txt
| 785 | "Texas" | TX | "Brownsville" | 13 | Brownsville | Brownsville, TX | BROWNSVILLE TX | TX | 3888 | 635 | Brownsville | TX | TXBROWNS.txt
| 768 | "Texas" | TX | "Brownwood" | 11 | Brownwood | Brownwood, TX | ABILENE TX | TX | 2451 | 2584 | Abilene | TX | TXABILEN.txt
| 778 | "Texas" | TX | "Bryan" | 7 | Bryan | Bryan, TX | AUSTIN TX | TX | 3016 | 1688 | Austin | TX | TXAUSTIN.txt
| 853 | "Arizona" | AZ | "Buckeye/Yuma" | 14 | Buckeye/Yuma | Buckeye/Yuma, AZ | YUMA AZ | AZ | 4305 | 927 | Yuma | AZ | AZYUMA.txt
| 262 | "West_Virginia" | WV | "Buckhannon" | 12 | Buckhannon | Buckhannon, WV | CHARLESTON WV | WV | 1031 | 4646 | Charleston | WV | WVCHARLE.txt
| 140 | "New_York" | NY | "Buffalo" | 9 | Buffalo | Buffalo, NY | ERIE PA | PA | 550 | 6279 | Erie | PA | PAERIE.txt
| 141 | "New_York" | NY | "Buffalo" | 9 | Buffalo | Buffalo, NY | ROCHESTER NY | NY | 425 | 6734 | Rochester | NY | NYROCHES.txt
| 142 | "New_York" | NY | "Buffalo" | 9 | Buffalo | Buffalo, NY | BUFFALO NY | NY | 477 | 6747 | Buffalo | NY | NTBUFFAL.txt
| 915 | "California" | CA | "Burbank" | 9 | Burbank | Burbank, CA | LOS ANGELES C.O. CA | CA | 1537 | 1154 | Los Angeles | CA | CALOSANG.txt
| 526 | "Iowa" | IA | "Burlington" | 12 | Burlington | Burlington, IA | MOLINE IL | IL | 911 | 6474 | Des Moines | IA | IADESMOI.txt
| 054 | "Vermont" | VT | "Burlington" | 12 | Burlington | Burlington, VT | BURLINGTON VT | VT | 388 | 7771 | Burlington | VT | VTBURLIN.txt
| 369 | "Alabama" | AL | "Butler" | 8 | Butler | Butler, AL | MERIDIAN MS | MS | 2138 | 2444 | Jackson | MS | MSJACKSO.txt
| 160 | "Pennsylvania" | PA | "Butler" | 8 | Butler | Butler, PA | YOUNGSTOWN OH | OH | 497 | 6544 | Youngstown | OH | OHYOUNGS.txt
| 597 | "Montana" | MT | "Butte" | 7 | Butte | Butte, MT | MISSOULA MT | MT | 280 | 7792 | Helena | MT | MTHELENA.txt
| 025 | "Massachusetts" | MA | "Buzzards Bay" | 14 | Buzzards Bay | Buzzards Bay, MA | PROVIDENCE RI | RI | 606 | 5884 | Rhode Island | RI | RIPROVID.txt
| 717 | "Arkansas" | AR | "Camden" | 8 | Camden | Camden, AR | LITTLE ROCK AR | AR | 2005 | 3155 | Little Rock | AR | ARLIROCK.txt
| 081 | "New_Jersey" | NJ | "Camden" | 8 | Camden | Camden, NJ | PHILADELPHIA PA | PA | 1101 | 4954 | Philadelphia | PA | PAPHILAD.txt
| 413 | "Kentucky" | KY | "Campton" | 9 | Campton | Campton, KY | JACKSON KY | KY | 1033 | 4393 | Lexington | KY | KYLEXING.txt
| 414 | "Kentucky" | KY | "Campton" | 9 | Campton | Campton, KY | LEXINGTON KY | KY | 1140 | 4783 | Lexington | KY | KYLEXING.txt
| 059 | "Vermont" | VT | "Canaan" | 8 | Canaan | Canaan, VT | BURLINGTON VT | VT | 388 | 7771 | Burlington | VT | VTBURLIN.txt
| 446 | "Ohio" | OH | "Canton" | 8 | Canton | Canton, OH | AKRON OH | OH | 625 | 6160 | Akron Canton | OH | OHAKRON.txt
| 447 | "Ohio" | OH | "Canton" | 8 | Canton | Canton, OH | AKRON OH | OH | 625 | 6160 | Akron Canton | OH | OHAKRON.txt
| 637 | "Missouri" | MO | "Cape Girardeau" | 16 | Cape Girardeau | Cape Girardeau, MO | ST. LOUIS MO | MO | 1534 | 4758 | St Louis | MO | MOSTLOUI.txt
| 629 | "Illinois" | IL | "Carbondale" | 12 | Carbondale | Carbondale, IL | EVANSVILLE IN | IN | 1376 | 4708 | Evansville | IN | INEVANSV.txt
| 047 | "Maine" | ME | "Caribou" | 9 | Caribou | Caribou, ME | CARIBOU ME | ME | 131 | 9651 | Caribou | ME | MECARIBO.txt
| 883 | "New_Mexico" | NM | "Carrizozo" | 11 | Carrizozo | Carrizozo, NM | ALBUQUERQUE NM | NM | 1244 | 4425 | Albuquerque | NM | NMALBUQU.txt
| 514 | "Iowa" | IA | "Carroll" | 9 | Carroll | Carroll, IA | SIOUX CITY IA | IA | 907 | 6893 | Sioux City | IA | IASIOCTY.txt
| 897 | "Nevada" | NV | "Carson City" | 13 | Carson City | Carson City, NV | RENO NV | NV | 508 | 5674 | Reno | NV | NVRENO.txt
| 852 | "Arizona" | AZ | "Casa Grande" | 13 | Casa Grande | Casa Grande, AZ | TUCSON AZ | AZ | 2954 | 1678 | Tucson | AZ | AZTUCSON.txt
| 826 | "Wyoming" | WY | "Casper" | 8 | Casper | Casper, WY | SHERIDAN WY | WY | 439 | 7804 | Casper | WY | WYCASPER.txt
| 522 | "Iowa" | IA | "Cedar Rapids" | 14 | Cedar Rapids | Cedar Rapids, IA | DES MOINES IA | IA | 1036 | 6497 | Des Moines | IA | IADESMOI.txt
| 523 | "Iowa" | IA | "Cedar Rapids" | 14 | Cedar Rapids | Cedar Rapids, IA | DES MOINES IA | IA | 1036 | 6497 | Des Moines | IA | IADESMOI.txt
| 524 | "Iowa" | IA | "Cedar Rapids" | 14 | Cedar Rapids | Cedar Rapids, IA | WATERLOO IA | IA | 702 | 7406 | Des Moines | IA | IADESMOI.txt
| 628 | "Illinois" | IL | "Centralia" | 11 | Centralia | Centralia, IL | EVANSVILLE IN | IN | 1376 | 4708 | Evansville | IN | INEVANSV.txt
| 172 | "Pennsylvania" | PA | "Chambersburg" | 14 | Chambersburg | Chambersburg, PA | HARRISBURG PA | PA | 962 | 5347 | Harrisburg | PA | PAHARRIS.txt
| 618 | "Illinois" | IL | "Champaign/Urbana" | 18 | Champaign/Urbana | Champaign/Urbana, IL | SPRINGFIELD IL | IL | 1141 | 5688 | Springfield | IL | ILSPRING.txt
| 619 | "Illinois" | IL | "Champaign/Urbana" | 18 | Champaign/Urbana | Champaign/Urbana, IL | SPRINGFIELD IL | IL | 1141 | 5688 | Springfield | IL | ILSPRING.txt
| 294 | "South_Carolina" | SC | "Charleston" | 12 | Charleston | Charleston, SC | CHARLESTON AP SC | SC | 2266 | 2013 | Charleston | SC | SCCHARLE.txt
| 250 | "West_Virginia" | WV | "Charleston" | 12 | Charleston | Charleston, WV | CHARLESTON WV | WV | 1031 | 4646 | Charleston | WV | WVCHARLE.txt
| 251 | "West_Virginia" | WV | "Charleston" | 12 | Charleston | Charleston, WV | CHARLESTON WV | WV | 1031 | 4646 | Charleston | WV | WVCHARLE.txt
| 252 | "West_Virginia" | WV | "Charleston" | 12 | Charleston | Charleston, WV | CHARLESTON WV | WV | 1031 | 4646 | Charleston | WV | WVCHARLE.txt
| 253 | "West_Virginia" | WV | "Charleston" | 12 | Charleston | Charleston, WV | CHARLESTON WV | WV | 1031 | 4646 | Charleston | WV | WVCHARLE.txt
| 280 | "North_Carolina" | NC | "Charlotte" | 11 | Charlotte | Charlotte, NC | GREENVILLE-SPARTANBURG AP SC | SC | 1473 | 3272 | Charlotte | NC | NCCHARLO.txt
| 281 | "North_Carolina" | NC | "Charlotte" | 11 | Charlotte | Charlotte, NC | GREENVILLE-SPARTANBURG AP SC | SC | 1473 | 3272 | Charlotte | NC | NCCHARLO.txt
| 282 | "North_Carolina" | NC | "Charlotte" | 11 | Charlotte | Charlotte, NC | CHARLOTTE NC | NC | 1582 | 3341 | Charlotte | NC | NCCHARLO.txt
| 229 | "Virginia" | VA | "Charlottesville" | 17 | Charlottesville | Charlottesville, VA | RICHMOND VA | VA | 1348 | 3963 | Richmond | VA | VARICHMO.txt
| 373 | "Tennessee" | TN | "Chattanooga" | 13 | Chattanooga | Chattanooga, TN | HUNTSVILLE AL | AL | 1651 | 3323 | Chattanooga | TN | TNCHATTA.txt
| 374 | "Tennessee" | TN | "Chattanooga" | 13 | Chattanooga | Chattanooga, TN | CHATTANOOGA TN | TN | 1544 | 3587 | Chattanooga | TN | TNCHATTA.txt
| 080 | "New_Jersey" | NJ | "Cherry Hill" | 13 | Cherry Hill | Cherry Hill, NJ | PHILADELPHIA PA | PA | 1101 | 4954 | Philadelphia | PA | PAPHILAD.txt
| 820 | "Wyoming" | WY | "Cheyenne" | 10 | Cheyenne | Cheyenne, WY | CHEYENNE WY | WY | 285 | 7326 | Cheyenne | WY | WYCHEYEN.txt
| 606 | "Illinois" | IL | "Chicago" | 9 | Chicago | Chicago, IL | CHICAGO IL | IL | 752 | 6536 | Chicago | IL | ILCHICAG.txt
| 607 | "Illinois" | IL | "Chicago" | 9 | Chicago | Chicago, IL | CHICAGO IL | IL | 752 | 6536 | Chicago | IL | ILCHICAG.txt
| 792 | "Texas" | TX | "Childress" | 11 | Childress | Childress, TX | LUBBOCK TX | TX | 1689 | 3431 | Lubbock | TX | TXLUBBOC.txt
| 646 | "Missouri" | MO | "Chillicothe" | 13 | Chillicothe | Chillicothe, MO | KANSAS CITY MO | MO | 1288 | 5393 | Kansas City | MO | MOKANCTY.txt
| 456 | "Ohio" | OH | "Chillicothe" | 13 | Chillicothe | Chillicothe, OH | GREATER CINCINNATI AP KY | KY | 996 | 5248 | Cincinnati | OH | OHCINCIN.txt
| 450 | "Ohio" | OH | "Cincinnati" | 12 | Cincinnati | Cincinnati, OH | GREATER CINCINNATI AP KY | KY | 996 | 5248 | Cincinnati | OH | OHCINCIN.txt
| 451 | "Ohio" | OH | "Cincinnati" | 12 | Cincinnati | Cincinnati, OH | GREATER CINCINNATI AP KY | KY | 996 | 5248 | Cincinnati | OH | OHCINCIN.txt
| 452 | "Ohio" | OH | "Cincinnati" | 12 | Cincinnati | Cincinnati, OH | GREATER CINCINNATI AP KY | KY | 996 | 5248 | Cincinnati | OH | OHCINCIN.txt
| 037 | "New_Hampshire" | NH | "Claremont" | 11 | Claremont | Claremont, NH | BURLINGTON VT | VT | 388 | 7771 | Burlington | VT | VTBURLIN.txt
| 263 | "West_Virginia" | WV | "Clarksburg" | 12 | Clarksburg | Clarksburg, WV | ELKINS WV | WV | 346 | 6120 | Elkins | WV | WVELKINS.txt
| 264 | "West_Virginia" | WV | "Clarksburg" | 12 | Clarksburg | Clarksburg, WV | ELKINS WV | WV | 346 | 6120 | Elkins | WV | WVELKINS.txt
| 994 | "Washington" | WA | "Clarkston" | 11 | Clarkston | Clarkston, WA | PENDLETON OR | OR | 701 | 5294 | Yakima | WA | WAYAKIMA.txt
| 346 | "Florida" | FL | "Clearwater" | 12 | Clearwater | Clearwater, FL | TAMPA FL | FL | 3427 | 725 | Tampa St. Petersburg | FL | FLTAMPA.txt
| 440 | "Ohio" | OH | "Cleveland" | 11 | Cleveland | Cleveland, OH | CLEVELAND OH | OH | 621 | 6201 | Cleveland | OH | OHCLEVEL.txt
| 441 | "Ohio" | OH | "Cleveland" | 11 | Cleveland | Cleveland, OH | CLEVELAND OH | OH | 621 | 6201 | Cleveland | OH | OHCLEVEL.txt
| 736 | "Oklahoma" | OK | "Clinton" | 9 | Clinton | Clinton, OK | OKLAHOMA CITY OK | OK | 1859 | 3659 | Oklahoma City | OK | OKOKLCTY.txt
| 881 | "New_Mexico" | NM | "Clovis" | 8 | Clovis | Clovis, NM | CLAYTON NM | NM | 772 | 5064 | Amarillo | TX | TXAMARIL.txt
| 838 | "Idaho" | ID | "Coeur D'Alene" | 15 | Coeur D'Alene | Coeur D'Alene, ID | SPOKANE WA | WA | 398 | 6842 | Spokane | WA | WASPOKAN.txt
| 677 | "Kansas" | KS | "Colby" | 7 | Colby | Colby, KS | GOODLAND KS | KS | 859 | 5974 | Goodland | KS | KSGOODLA.txt
| 808 | "Colorado" | CO | "Colorado Springs" | 18 | Colorado Springs | Colorado Springs, CO | COLORADO SPRINGS CO | CO | 419 | 6415 | Colorado Springs | CO | COCOSPGS.txt
| 809 | "Colorado" | CO | "Colorado Springs" | 18 | Colorado Springs | Colorado Springs, CO | COLORADO SPRINGS CO | CO | 419 | 6415 | Colorado Springs | CO | COCOSPGS.txt
| 652 | "Missouri" | MO | "Columbia" | 10 | Columbia | Columbia, MO | COLUMBIA MO | MO | 1189 | 5212 | St Louis | MO | MOSTLOUI.txt
| 290 | "South_Carolina" | SC | "Columbia" | 10 | Columbia | Columbia, SC | COLUMBIA SC | SC | 1966 | 2649 | Columbia | SC | SCCOLMBA.txt
| 291 | "South_Carolina" | SC | "Columbia" | 10 | Columbia | Columbia, SC | COLUMBIA SC | SC | 1966 | 2649 | Columbia | SC | SCCOLMBA.txt
| 292 | "South_Carolina" | SC | "Columbia" | 10 | Columbia | Columbia, SC | COLUMBIA SC | SC | 1966 | 2649 | Columbia | SC | SCCOLMBA.txt
| 384 | "Tennessee" | TN | "Columbia" | 10 | Columbia | Columbia, TN | NASHVILLE TN | TN | 1616 | 3729 | Nashville | TN | TNNASHVI.txt
| 318 | "Georgia" | GA | "Columbus" | 10 | Columbus | Columbus, GA | MACON GA | GA | 2125 | 2334 | Columbus | GA | GACOLMBS.txt
| 319 | "Georgia" | GA | "Columbus" | 10 | Columbus | Columbus, GA | COLUMBUS GA | GA | 2284 | 2261 | Columbus | GA | GACOLMBS.txt
| 472 | "Indiana" | IN | "Columbus" | 10 | Columbus | Columbus, IN | INDIANAPOLIS IN | IN | 1014 | 5615 | Indianapolis | IN | ININDIAN.txt
| 397 | "Mississippi" | MS | "Columbus" | 10 | Columbus | Columbus, MS | BIRMINGHAM AP AL | AL | 1797 | 2918 | Birmingham | AL | ALBIRMIN.txt
| 686 | "Nebraska" | NE | "Columbus" | 10 | Columbus | Columbus, NE | GRAND ISLAND NE | NE | 997 | 6421 | Lincoln | NE | NELINCOL.txt
| 430 | "Ohio" | OH | "Columbus" | 10 | Columbus | Columbus, OH | COLUMBUS OH | OH | 797 | 5708 | Columbus | OH | OHCOLMBS.txt
| 431 | "Ohio" | OH | "Columbus" | 10 | Columbus | Columbus, OH | COLUMBUS OH | OH | 797 | 5708 | Columbus | OH | OHCOLMBS.txt
| 432 | "Ohio" | OH | "Columbus" | 10 | Columbus | Columbus, OH | COLUMBUS OH | OH | 797 | 5708 | Columbus | OH | OHCOLMBS.txt
| 945 | "California" | CA | "Concord" | 9 | Concord | Concord, CA | SACRAMENTO CA | CA | 1237 | 2749 | Sacramento | CA | CASACRAM.txt
| 033 | "New_Hampshire" | NH | "Concord" | 9 | Concord | Concord, NH | CONCORD NH | NH | 328 | 7554 | Concord | NH | NHCONCOR.txt
| 669 | "Kansas" | KS | "Concordia" | 11 | Concordia | Concordia, KS | CONCORDIA KS | KS | 1317 | 5574 | Topeka | KS | KSTOPEKA.txt
| 773 | "Texas" | TX | "Conroe" | 8 | Conroe | Conroe, TX | HOUSTON TX | TX | 2700 | 1599 | Houston | TX | TXHOUSTO.txt
| 385 | "Tennessee" | TN | "Cookeville" | 12 | Cookeville | Cookeville, TN | NASHVILLE TN | TN | 1616 | 3729 | Nashville | TN | TNNASHVI.txt
| 407 | "Kentucky" | KY | "Corbin" | 8 | Corbin | Corbin, KY | KNOXVILLE TN | TN | 1266 | 3937 | Knoxville | TN | TNKNOXVI.txt
| 783 | "Texas" | TX | "Corpus Christi" | 16 | Corpus Christi | Corpus Christi, TX | CORPUS CHRISTI TX | TX | 3439 | 1016 | Corpus Christi | TX | TXCORPUS.txt
| 784 | "Texas" | TX | "Corpus Christi" | 16 | Corpus Christi | Corpus Christi, TX | CORPUS CHRISTI TX | TX | 3439 | 1016 | Corpus Christi | TX | TXCORPUS.txt
| 515 | "Iowa" | IA | "Council Bluffs" | 16 | Council Bluffs | Council Bluffs, IA | OMAHA (NORTH) NE | NE | 1037 | 6413 | Omaha | NE | NEOMAHA.txt
| 917 | "California" | CA | "Covina" | 8 | Covina | Covina, CA | LONG BEACH CA | CA | 1201 | 1430 | Los Angeles | CA | CALOSANG.txt
| 508 | "Iowa" | IA | "Creston" | 9 | Creston | Creston, IA | DES MOINES IA | IA | 1036 | 6497 | Des Moines | IA | IADESMOI.txt
| 227 | "Virginia" | VA | "Culpeper" | 10 | Culpeper | Culpeper, VA | WASHINGTON DULLES AP DC | DC | 973 | 5006 | Washington | MD | MDWASHDC.txt
| 215 | "Maryland" | MD | "Cumberland" | 12 | Cumberland | Cumberland, MD | PITTSBURGH PA | PA | 654 | 5968 | Pittsburgh | PA | PAPITTSB.txt
| 750 | "Texas" | TX | "Dallas" | 8 | Dallas | Dallas, TX | DALLAS-FORT WORTH TX | TX | 2603 | 2407 | Dallas Ft Worth | TX | TXDALLAS.txt
| 751 | "Texas" | TX | "Dallas" | 8 | Dallas | Dallas, TX | DALLAS-FORT WORTH TX | TX | 2603 | 2407 | Dallas Ft Worth | TX | TXDALLAS.txt
| 752 | "Texas" | TX | "Dallas" | 8 | Dallas | Dallas, TX | DALLAS-FORT WORTH TX | TX | 2603 | 2407 | Dallas Ft Worth | TX | TXDALLAS.txt
| 753 | "Texas" | TX | "Dallas" | 8 | Dallas | Dallas, TX | DALLAS-FORT WORTH TX | TX | 2603 | 2407 | Dallas Ft Worth | TX | TXDALLAS.txt
| 307 | "Georgia" | GA | "Dalton" | 8 | Dalton | Dalton, GA | CHATTANOOGA TN | TN | 1544 | 3587 | Chattanooga | TN | TNCHATTA.txt
| 527 | "Iowa" | IA | "Davenport" | 11 | Davenport | Davenport, IA | MOLINE IL | IL | 911 | 6474 | Des Moines | IA | IADESMOI.txt
| 528 | "Iowa" | IA | "Davenport" | 11 | Davenport | Davenport, IA | MOLINE IL | IL | 911 | 6474 | Des Moines | IA | IADESMOI.txt
| 453 | "Ohio" | OH | "Dayton" | 8 | Dayton | Dayton, OH | COLUMBUS OH | OH | 797 | 5708 | Dayton | OH | OHDAYTON.txt
| 454 | "Ohio" | OH | "Dayton" | 8 | Dayton | Dayton, OH | DAYTON OH | OH | 886 | 5708 | Dayton | OH | OHDAYTON.txt
| 356 | "Alabama" | AL | "Decatur/Florence" | 18 | Decatur/Florence | Decatur/Florence, AL | HUNTSVILLE AL | AL | 1651 | 3323 | Huntsville | AL | ALHUNTSV.txt
| 521 | "Iowa" | IA | "Decorah" | 9 | Decorah | Decorah, IA | LA CROSSE WI | WI | 692 | 7491 | Des Moines | IA | IADESMOI.txt
| 762 | "Texas" | TX | "Denton" | 8 | Denton | Denton, TX | DALLAS-FORT WORTH TX | TX | 2603 | 2407 | Dallas Ft Worth | TX | TXDALLAS.txt
| 800 | "Colorado" | CO | "Denver" | 8 | Denver | Denver, CO | DENVER CO | CO | 679 | 6020 | Denver | CO | CODENVER.txt
| 801 | "Colorado" | CO | "Denver" | 8 | Denver | Denver, CO | DENVER CO | CO | 679 | 6020 | Denver | CO | CODENVER.txt
| 802 | "Colorado" | CO | "Denver" | 8 | Denver | Denver, CO | DENVER CO | CO | 679 | 6020 | Denver | CO | CODENVER.txt
| 500 | "Iowa" | IA | "Des Moines" | 12 | Des Moines | Des Moines, IA | DES MOINES IA | IA | 1036 | 6497 | Des Moines | IA | IADESMOI.txt
| 501 | "Iowa" | IA | "Des Moines" | 12 | Des Moines | Des Moines, IA | DES MOINES IA | IA | 1036 | 6497 | Des Moines | IA | IADESMOI.txt
| 502 | "Iowa" | IA | "Des Moines" | 12 | Des Moines | Des Moines, IA | DES MOINES IA | IA | 1036 | 6497 | Des Moines | IA | IADESMOI.txt
| 503 | "Iowa" | IA | "Des Moines" | 12 | Des Moines | Des Moines, IA | DES MOINES IA | IA | 1036 | 6497 | Des Moines | IA | IADESMOI.txt
| 565 | "Minnesota" | MN | "Detroit Lakes" | 15 | Detroit Lakes | Detroit Lakes, MN | FARGO ND | ND | 537 | 9254 | Fargo | ND | NDFARGO.txt
| 482 | "Michigan" | MI | "Detroit" | 9 | Detroit | Detroit, MI | DETROIT MI | MI | 626 | 6569 | Detroit | MI | MIDETROI.txt
| 483 | "Michigan" | MI | "Detroit" | 9 | Detroit | Detroit, MI | DETROIT MI | MI | 626 | 6569 | Detroit | MI | MIDETROI.txt
| 583 | "North_Dakota" | ND | "Devils Lake" | 13 | Devils Lake | Devils Lake, ND | FARGO ND | ND | 537 | 9254 | Fargo | ND | NDFARGO.txt
| 586 | "North_Dakota" | ND | "Dickinson" | 11 | Dickinson | Dickinson, ND | BISMARCK ND | ND | 488 | 8968 | Bismarck | ND | NDBISMAR.txt
| 678 | "Kansas" | KS | "Dodge City" | 12 | Dodge City | Dodge City, KS | DODGE CITY KS | KS | 1465 | 5001 | Wichita | KS | KSWICHIT.txt
| 363 | "Alabama" | AL | "Dothan" | 8 | Dothan | Dothan, AL | MONTGOMERY AL | AL | 2212 | 2224 | Montgomery | AL | ALMONTGO.txt
| 199 | "Delaware" | DE | "Dover" | 7 | Dover | Dover, DE | BALTIMORE MD | MD | 1137 | 4707 | Baltimore | MD | MDBALTIM.txt
| 078 | "New_Jersey" | NJ | "Dover" | 7 | Dover | Dover, NJ | ALLENTOWN PA | PA | 773 | 5785 | Allentown | PA | PAALLENT.txt
| 189 | "Pennsylvania" | PA | "Doylestown" | 12 | Doylestown | Doylestown, PA | PHILADELPHIA PA | PA | 1101 | 4954 | Philadelphia | PA | PAPHILAD.txt
| 158 | "Pennsylvania" | PA | "Du Bois" | 9 | Du Bois | Du Bois, PA | WILLIAMSPORT PA | PA | 622 | 6087 | Pittsburgh | PA | PAPITTSB.txt
| 520 | "Iowa" | IA | "Dubuque" | 9 | Dubuque | Dubuque, IA | DUBUQUE IA | IA | 593 | 7327 | Des Moines | IA | IADESMOI.txt
| 556 | "Minnesota" | MN | "Duluth" | 8 | Duluth | Duluth, MN | DULUTH MN | MN | 180 | 9818 | Duluth | MN | MNDULUTH.txt
| 557 | "Minnesota" | MN | "Duluth" | 8 | Duluth | Duluth, MN | DULUTH MN | MN | 180 | 9818 | Duluth | MN | MNDULUTH.txt
| 558 | "Minnesota" | MN | "Duluth" | 8 | Duluth | Duluth, MN | DULUTH MN | MN | 180 | 9818 | Duluth | MN | MNDULUTH.txt
| 813 | "Colorado" | CO | "Durango" | 9 | Durango | Durango, CO | GRAND JUNCTION CO | CO | 1183 | 5548 | Grand Junction | CO | COGRNDJU.txt
| 747 | "Oklahoma" | OK | "Durant" | 8 | Durant | Durant, OK | DALLAS-FORT WORTH TX | TX | 2603 | 2407 | Dallas Ft Worth | TX | TXDALLAS.txt
| 277 | "North_Carolina" | NC | "Durham" | 8 | Durham | Durham, NC | RALEIGH NC | NC | 1417 | 3457 | Raleigh Durham | NC | NCRALEIG.txt
| 620 | "Illinois" | IL | "East Saint Louis" | 18 | East Saint Louis | East Saint Louis, IL | ST. LOUIS MO | MO | 1534 | 4758 | St Louis | MO | MOSTLOUI.txt
| 622 | "Illinois" | IL | "East Saint Louis" | 18 | East Saint Louis | East Saint Louis, IL | ST. LOUIS MO | MO | 1534 | 4758 | St Louis | MO | MOSTLOUI.txt
| 216 | "Maryland" | MD | "Easton" | 8 | Easton | Easton, MD | WASHINGTON NAT'L AP DC | DC | 1549 | 4047 | Washington | MD | MDWASHDC.txt
| 547 | "Wisconsin" | WI | "Eau Claire" | 12 | Eau Claire | Eau Claire, WI | MINNEAPOLIS-ST.PAUL MN | MN | 682 | 7981 | Minneapolis St. Paul | MN | MNMINPLS.txt
| 624 | "Illinois" | IL | "Effingham" | 11 | Effingham | Effingham, IL | ST. LOUIS MO | MO | 1534 | 4758 | St Louis | MO | MOSTLOUI.txt
| 798 | "Texas" | TX | "El Paso" | 9 | El Paso | El Paso, TX | MIDLAND-ODESSA TX | TX | 2163 | 2751 | El Paso | TX | TXELPASO.txt
| 799 | "Texas" | TX | "El Paso" | 9 | El Paso | El Paso, TX | EL PASO TX | TX | 2094 | 2708 | El Paso | TX | TXELPASO.txt
| 279 | "North_Carolina" | NC | "Elizabeth City" | 16 | Elizabeth City | Elizabeth City, NC | NORFOLK VA | VA | 1422 | 3495 | Norfolk | VA | VANORFOL.txt
| 072 | "New_Jersey" | NJ | "Elizabeth" | 11 | Elizabeth | Elizabeth, NJ | NEWARK NJ | NJ | 1201 | 4888 | Newark | NJ | NJNEWARK.txt
| 427 | "Kentucky" | KY | "Elizabethtown" | 15 | Elizabethtown | Elizabethtown, KY | NASHVILLE TN | TN | 1616 | 3729 | Nashville | TN | TNNASHVI.txt
| 898 | "Nevada" | NV | "Elko" | 6 | Elko | Elko, NV | ELKO NV | NV | 457 | 7077 | Reno | NV | NVRENO.txt
| 219 | "Maryland" | MD | "Elkton" | 8 | Elkton | Elkton, MD | WILMINGTON DE | DE | 1046 | 4937 | Wilmington | DE | DEWILMIN.txt
| 046 | "Maine" | ME | "Ellsworth" | 11 | Ellsworth | Ellsworth, ME | PORTLAND ME | ME | 268 | 7378 | Portland | ME | MEPORTLA.txt
| 149 | "New_York" | NY | "Elmira" | 8 | Elmira | Elmira, NY | BINGHAMTON NY | NY | 337 | 7273 | Syracuse | NY | NYSYRACU.txt
| 893 | "Nevada" | NV | "Ely" | 5 | Ely | Ely, NV | ELY NV | NV | 208 | 7621 | Reno | NV | NVRENO.txt
| 668 | "Kansas" | KS | "Emporia" | 9 | Emporia | Emporia, KS | WICHITA KS | KS | 1628 | 4791 | Wichita | KS | KSWICHIT.txt
| 737 | "Oklahoma" | OK | "Enid" | 6 | Enid | Enid, OK | OKLAHOMA CITY OK | OK | 1859 | 3659 | Oklahoma City | OK | OKOKLCTY.txt
| 164 | "Pennsylvania" | PA | "Erie" | 6 | Erie | Erie, PA | ERIE PA | PA | 550 | 6279 | Erie | PA | PAERIE.txt
| 165 | "Pennsylvania" | PA | "Erie" | 6 | Erie | Erie, PA | ERIE PA | PA | 550 | 6279 | Erie | PA | PAERIE.txt
| 974 | "Oregon" | OR | "Eugene" | 8 | Eugene | Eugene, OR | EUGENE OR | OR | 300 | 4546 | Eugene | OR | OREUGENE.txt
| 955 | "California" | CA | "Eureka" | 8 | Eureka | Eureka, CA | EUREKA CA | CA | 725 | 4496 | Medford | OR | ORMEDFOR.txt
| 602 | "Illinois" | IL | "Evanston" | 10 | Evanston | Evanston, IL | CHICAGO IL | IL | 752 | 6536 | Chicago | IL | ILCHICAG.txt
| 476 | "Indiana" | IN | "Evansville" | 12 | Evansville | Evansville, IN | EVANSVILLE IN | IN | 1376 | 4708 | Evansville | IN | INEVANSV.txt
| 477 | "Indiana" | IN | "Evansville" | 12 | Evansville | Evansville, IN | EVANSVILLE IN | IN | 1376 | 4708 | Evansville | IN | INEVANSV.txt
| 982 | "Washington" | WA | "Everett" | 9 | Everett | Everett, WA | QUILLAYUTE WA | WA | 6 | 5858 | Seattle | WA | WASEATTL.txt
| 364 | "Alabama" | AL | "Evergreen" | 11 | Evergreen | Evergreen, AL | MONTGOMERY AL | AL | 2212 | 2224 | Montgomery | AL | ALMONTGO.txt
| 997 | "Alaska" | AK | "Fairbanks" | 11 | Fairbanks | Fairbanks, AK | FAIRBANKS AK | AK | 84 | 13940 | Fairbanks | AK | AKFAIRBA.txt
| 116 | "New_York" | NY | "Far Rockaway" | 14 | Far Rockaway | Far Rockaway, NY | ISLIP NY | NY | 706 | 5647 | Bridgeport | CT | CTBRIDGE.txt
| 580 | "North_Dakota" | ND | "Fargo" | 7 | Fargo | Fargo, ND | FARGO ND | ND | 537 | 9254 | Fargo | ND | NDFARGO.txt
| 581 | "North_Dakota" | ND | "Fargo" | 7 | Fargo | Fargo, ND | FARGO ND | ND | 537 | 9254 | Fargo | ND | NDFARGO.txt
| 874 | "New_Mexico" | NM | "Farmington" | 12 | Farmington | Farmington, NM | GRAND JUNCTION CO | CO | 1183 | 5548 | Grand Junction | CO | COGRNDJU.txt
| 239 | "Virginia" | VA | "Farmville" | 11 | Farmville | Farmville, VA | RICHMOND VA | VA | 1348 | 3963 | Richmond | VA | VARICHMO.txt
| 727 | "Arkansas" | AR | "Fayetteville" | 14 | Fayetteville | Fayetteville, AR | SPRINGFIELD MO | MO | 1320 | 4638 | Springfield | MO | MOSPRING.txt
| 283 | "North_Carolina" | NC | "Fayetteville" | 14 | Fayetteville | Fayetteville, NC | CHARLOTTE NC | NC | 1582 | 3341 | Charlotte | NC | NCCHARLO.txt
| 860 | "Arizona" | AZ | "Flagstaff" | 11 | Flagstaff | Flagstaff, AZ | FLAGSTAFF AZ | AZ | 145 | 7131 | Flagstaff | AZ | AZFLAGST.txt
| 636 | "Missouri" | MO | "Flat River" | 12 | Flat River | Flat River, MO | ST. LOUIS MO | MO | 1534 | 4758 | St Louis | MO | MOSTLOUI.txt
| 484 | "Michigan" | MI | "Flint" | 7 | Flint | Flint, MI | LANSING MI | MI | 490 | 7101 | Flint | MI | MIFLINT.txt
| 485 | "Michigan" | MI | "Flint" | 7 | Flint | Flint, MI | FLINT MI | MI | 483 | 6979 | Flint | MI | MIFLINT.txt
| 295 | "South_Carolina" | SC | "Florence" | 10 | Florence | Florence, SC | WILMINGTON NC | NC | 1926 | 2470 | Columbia | SC | SCCOLMBA.txt
| 113 | "New_York" | NY | "Flushing" | 10 | Flushing | Flushing, NY | NEW YORK (JFK AP) NY | NY | 921 | 5027 | New York City | NY | NYNEWYOR.txt
| 505 | "Iowa" | IA | "Fort Dodge" | 12 | Fort Dodge | Fort Dodge, IA | SIOUX CITY IA | IA | 907 | 6893 | Sioux City | IA | IASIOCTY.txt
| 333 | "Florida" | FL | "Fort Lauderdale" | 17 | Fort Lauderdale | Fort Lauderdale, FL | MIAMI FL | FL | 4198 | 200 | Miami Beach | FL | FLMIAMIB.txt
| 807 | "Colorado" | CO | "Fort Morgan" | 13 | Fort Morgan | Fort Morgan, CO | COLORADO SPRINGS CO | CO | 419 | 6415 | Colorado Springs | CO | COCOSPGS.txt
| 339 | "Florida" | FL | "Fort Myers" | 12 | Fort Myers | Fort Myers, FL | FORT MYERS FL | FL | 3855 | 418 | Tampa St. Petersburg | FL | FLTAMPA.txt
| 349 | "Florida" | FL | "Fort Pierce" | 13 | Fort Pierce | Fort Pierce, FL | TAMPA FL | FL | 3427 | 725 | Tampa St. Petersburg | FL | FLTAMPA.txt
| 667 | "Kansas" | KS | "Fort Scott" | 12 | Fort Scott | Fort Scott, KS | SPRINGFIELD MO | MO | 1320 | 4638 | Springfield | MO | MOSPRING.txt
| 729 | "Arkansas" | AR | "Fort Smith" | 12 | Fort Smith | Fort Smith, AR | FORT SMITH AR | AR | 1894 | 3478 | Fort Smith | AR | ARFTSMIT.txt
| 467 | "Indiana" | IN | "Fort Wayne" | 12 | Fort Wayne | Fort Wayne, IN | SOUTH BEND IN | IN | 728 | 6331 | Fort Wayne | IN | INFTWAYN.txt
| 468 | "Indiana" | IN | "Fort Wayne" | 12 | Fort Wayne | Fort Wayne, IN | FORT WAYNE IN | IN | 824 | 6273 | Fort Wayne | IN | INFTWAYN.txt
| 760 | "Texas" | TX | "Fort Worth" | 12 | Fort Worth | Fort Worth, TX | DALLAS-FORT WORTH TX | TX | 2603 | 2407 | Dallas Ft Worth | TX | TXDALLAS.txt
| 761 | "Texas" | TX | "Fort Worth" | 12 | Fort Worth | Fort Worth, TX | DALLAS-FORT WORTH TX | TX | 2603 | 2407 | Dallas Ft Worth | TX | TXDALLAS.txt
| 017 | "Massachusetts" | MA | "Framingham" | 12 | Framingham | Framingham, MA | WORCESTER MA | MA | 333 | 6979 | Boston | MA | MABOSTON.txt
| 406 | "Kentucky" | KY | "Frankfort" | 11 | Frankfort | Frankfort, KY | LEXINGTON KY | KY | 1140 | 4783 | Lexington | KY | KYLEXING.txt
| 217 | "Maryland" | MD | "Frederick" | 11 | Frederick | Frederick, MD | BALTIMORE MD | MD | 1137 | 4707 | Baltimore | MD | MDBALTIM.txt
| 224 | "Virginia" | VA | "Fredericksburg" | 16 | Fredericksburg | Fredericksburg, VA | RICHMOND VA | VA | 1348 | 3963 | Richmond | VA | VARICHMO.txt
| 225 | "Virginia" | VA | "Fredericksburg" | 16 | Fredericksburg | Fredericksburg, VA | RICHMOND VA | VA | 1348 | 3963 | Richmond | VA | VARICHMO.txt
| 936 | "California" | CA | "Fresno" | 8 | Fresno | Fresno, CA | FRESNO CA | CA | 1967 | 2556 | Fresno | CA | CAFRESNO.txt
| 937 | "California" | CA | "Fresno" | 8 | Fresno | Fresno, CA | FRESNO CA | CA | 1967 | 2556 | Fresno | CA | CAFRESNO.txt
| 359 | "Alabama" | AL | "Gadsden" | 9 | Gadsden | Gadsden, AL | ATLANTA GA | GA | 1667 | 2991 | Atlanta | GA | GAATLANT.txt
| 326 | "Florida" | FL | "Gainesville" | 13 | Gainesville | Gainesville, FL | GAINESVILLE FL | FL | 2609 | 1267 | Jacksonville | FL | FLJACKSV.txt
| 305 | "Georgia" | GA | "Gainesville" | 13 | Gainesville | Gainesville, GA | GREENVILLE-SPARTANBURG AP SC | SC | 1473 | 3272 | Atlanta | GA | GAATLANT.txt
| 614 | "Illinois" | IL | "Galesburg" | 11 | Galesburg | Galesburg, IL | MOLINE IL | IL | 911 | 6474 | Peoria | IL | ILPEORIA.txt
| 873 | "New_Mexico" | NM | "Gallup" | 8 | Gallup | Gallup, NM | ALBUQUERQUE NM | NM | 1244 | 4425 | Albuquerque | NM | NMALBUQU.txt
| 775 | "Texas" | TX | "Galveston" | 11 | Galveston | Galveston, TX | GALVESTON TX | TX | 2994 | 1263 | Houston | TX | TXHOUSTO.txt
| 463 | "Indiana" | IN | "Gary" | 6 | Gary | Gary, IN | SOUTH BEND IN | IN | 728 | 6331 | South Bend | IN | INSOBEND.txt
| 464 | "Indiana" | IN | "Gary" | 6 | Gary | Gary, IN | CHICAGO IL | IL | 752 | 6536 | Chicago | IL | ILCHICAG.txt
| 266 | "West_Virginia" | WV | "Gassaway" | 10 | Gassaway | Gassaway, WV | CHARLESTON WV | WV | 1031 | 4646 | Charleston | WV | WVCHARLE.txt
| 789 | "Texas" | TX | "Giddings" | 10 | Giddings | Giddings, TX | AUSTIN TX | TX | 3016 | 1688 | Austin | TX | TXAUSTIN.txt
| 827 | "Wyoming" | WY | "Gillette" | 10 | Gillette | Gillette, WY | CASPER WY | WY | 445 | 7682 | Casper | WY | WYCASPER.txt
| 950 | "California" | CA | "Gilroy" | 8 | Gilroy | Gilroy, CA | SAN FRANCISCO AP CA | CA | 145 | 3016 | San Jose | CA | CASANJOS.txt
| 912 | "California" | CA | "Glendale" | 10 | Glendale | Glendale, CA | LOS ANGELES C.O. CA | CA | 1537 | 1154 | Los Angeles | CA | CALOSANG.txt
| 128 | "New_York" | NY | "Glens Falls" | 13 | Glens Falls | Glens Falls, NY | BURLINGTON VT | VT | 388 | 7771 | Burlington | VT | VTBURLIN.txt
| 816 | "Colorado" | CO | "Glenwood Springs" | 18 | Glenwood Springs | Glenwood Springs, CO | GRAND JUNCTION CO | CO | 1183 | 5548 | Grand Junction | CO | COGRNDJU.txt
| 855 | "Arizona" | AZ | "Globe" | 7 | Globe | Globe, AZ | TUCSON AZ | AZ | 2954 | 1678 | Tucson | AZ | AZTUCSON.txt
| 804 | "Colorado" | CO | "Golden/Dillon" | 15 | Golden/Dillon | Golden/Dillon, CO | DENVER CO | CO | 679 | 6020 | Denver | CO | CODENVER.txt
| 582 | "North_Dakota" | ND | "Grand Forks" | 13 | Grand Forks | Grand Forks, ND | FARGO ND | ND | 537 | 9254 | Fargo | ND | NDFARGO.txt
| 688 | "Nebraska" | NE | "Grand Island" | 14 | Grand Island | Grand Island, NE | GRAND ISLAND NE | NE | 997 | 6421 | Lincoln | NE | NELINCOL.txt
| 815 | "Colorado" | CO | "Grand Junction" | 16 | Grand Junction | Grand Junction, CO | GRAND JUNCTION CO | CO | 1183 | 5548 | Grand Junction | CO | COGRNDJU.txt
| 493 | "Michigan" | MI | "Grand Rapids" | 14 | Grand Rapids | Grand Rapids, MI | MUSKEGON MI | MI | 431 | 6924 | Grand Rapids | MI | MIGRNDRA.txt
| 495 | "Michigan" | MI | "Grand Rapids" | 14 | Grand Rapids | Grand Rapids, MI | GRAND RAPIDS MI | MI | 534 | 6973 | Grand Rapids | MI | MIGRNDRA.txt
| 594 | "Montana" | MT | "Great Falls" | 13 | Great Falls | Great Falls, MT | GREAT FALLS MT | MT | 388 | 7741 | Great Falls | MT | MTGRFALL.txt
| 110 | "New_York" | NY | "Great Neck" | 12 | Great Neck | Great Neck, NY | NEW YORK (LAGUARDIA AP) NY | NY | 1052 | 4910 | New York City | NY | NYNEWYOR.txt
| 806 | "Colorado" | CO | "Greeley" | 9 | Greeley | Greeley, CO | DENVER CO | CO | 679 | 6020 | Denver | CO | CODENVER.txt
| 541 | "Wisconsin" | WI | "Green Bay" | 11 | Green Bay | Green Bay, WI | GREEN BAY WI | WI | 381 | 8089 | Green Bay | WI | WIGREBAY.txt
| 542 | "Wisconsin" | WI | "Green Bay" | 11 | Green Bay | Green Bay, WI | GREEN BAY WI | WI | 381 | 8089 | Green Bay | WI | WIGREBAY.txt
| 543 | "Wisconsin" | WI | "Green Bay" | 11 | Green Bay | Green Bay, WI | GREEN BAY WI | WI | 381 | 8089 | Green Bay | WI | WIGREBAY.txt
| 013 | "Massachusetts" | MA | "Greenfield" | 12 | Greenfield | Greenfield, MA | WORCESTER MA | MA | 333 | 6979 | Boston | MA | MABOSTON.txt
| 272 | "North_Carolina" | NC | "Greensboro" | 12 | Greensboro | Greensboro, NC | GREENSBORO-WNSTN-SALM-HGHPT NC | NC | 1253 | 3865 | Greensboro | NC | NCGRNSBO.txt
| 273 | "North_Carolina" | NC | "Greensboro" | 12 | Greensboro | Greensboro, NC | GREENSBORO-WNSTN-SALM-HGHPT NC | NC | 1253 | 3865 | Greensboro | NC | NCGRNSBO.txt
| 274 | "North_Carolina" | NC | "Greensboro" | 12 | Greensboro | Greensboro, NC | GREENSBORO-WNSTN-SALM-HGHPT NC | NC | 1253 | 3865 | Greensboro | NC | NCGRNSBO.txt
| 156 | "Pennsylvania" | PA | "Greensburg" | 12 | Greensburg | Greensburg, PA | PITTSBURGH PA | PA | 654 | 5968 | Pittsburgh | PA | PAPITTSB.txt
| 387 | "Mississippi" | MS | "Greenville" | 12 | Greenville | Greenville, MS | JACKSON MS | MS | 2215 | 2467 | Jackson | MS | MSJACKSO.txt
| 296 | "South_Carolina" | SC | "Greenville" | 12 | Greenville | Greenville, SC | GREENVILLE-SPARTANBURG AP SC | SC | 1473 | 3272 | Charlotte | NC | NCCHARLO.txt
| 754 | "Texas" | TX | "Greenville" | 12 | Greenville | Greenville, TX | DALLAS-FORT WORTH TX | TX | 2603 | 2407 | Dallas Ft Worth | TX | TXDALLAS.txt
| 389 | "Mississippi" | MS | "Grenada" | 9 | Grenada | Grenada, MS | MERIDIAN MS | MS | 2138 | 2444 | Tupelo | MS | MSTUPELO.txt
| 395 | "Mississippi" | MS | "Gulfport" | 10 | Gulfport | Gulfport, MS | NEW ORLEANS LA | LA | 2655 | 1513 | New Orleans | LA | LANEWORL.txt
| 739 | "Oklahoma" | OK | "Guymon" | 8 | Guymon | Guymon, OK | AMARILLO TX | TX | 1354 | 4258 | Oklahoma City | OK | OKOKLCTY.txt
| 076 | "New_Jersey" | NJ | "Hackensack" | 12 | Hackensack | Hackensack, NJ | NEWARK NJ | NJ | 1201 | 4888 | Newark | NJ | NJNEWARK.txt
| 704 | "Louisiana" | LA | "Hammond" | 9 | Hammond | Hammond, LA | BATON ROUGE LA | LA | 2690 | 1669 | Baton Rouge | LA | LABATONR.txt
| 634 | "Missouri" | MO | "Hannibal" | 10 | Hannibal | Hannibal, MO | COLUMBIA MO | MO | 1189 | 5212 | St Louis | MO | MOSTLOUI.txt
| 170 | "Pennsylvania" | PA | "Harrisburg" | 12 | Harrisburg | Harrisburg, PA | HARRISBURG PA | PA | 962 | 5347 | Harrisburg | PA | PAHARRIS.txt
| 171 | "Pennsylvania" | PA | "Harrisburg" | 12 | Harrisburg | Harrisburg, PA | HARRISBURG PA | PA | 962 | 5347 | Harrisburg | PA | PAHARRIS.txt
| 726 | "Arkansas" | AR | "Harrison" | 10 | Harrison | Harrison, AR | FORT SMITH AR | AR | 1894 | 3478 | Fort Smith | AR | ARFTSMIT.txt
| 228 | "Virginia" | VA | "Harrisonburg" | 14 | Harrisonburg | Harrisonburg, VA | WASHINGTON DULLES AP DC | DC | 973 | 5006 | Washington | MD | MDWASHDC.txt
| 647 | "Missouri" | MO | "Harrisonville" | 15 | Harrisonville | Harrisonville, MO | SPRINGFIELD MO | MO | 1320 | 4638 | Springfield | MO | MOSPRING.txt
| 060 | "Connecticut" | CT | "Hartford" | 10 | Hartford | Hartford, CT | WORCESTER MA | MA | 333 | 6979 | Hartford-Springfield | CT | CTHARTFO.txt
| 061 | "Connecticut" | CT | "Hartford" | 10 | Hartford | Hartford, CT | HARTFORD CT | CT | 677 | 6151 | Hartford-Springfield | CT | CTHARTFO.txt
| 689 | "Nebraska" | NE | "Hastings" | 10 | Hastings | Hastings, NE | GRAND ISLAND NE | NE | 997 | 6421 | Lincoln | NE | NELINCOL.txt
| 394 | "Mississippi" | MS | "Hattiesburg" | 13 | Hattiesburg | Hattiesburg, MS | MOBILE AL | AL | 2627 | 1702 | Mobile | AL | ALMOBILE.txt
| 595 | "Montana" | MT | "Havre" | 7 | Havre | Havre, MT | GREAT FALLS MT | MT | 388 | 7741 | Great Falls | MT | MTGRFALL.txt
| 676 | "Kansas" | KS | "Hays" | 6 | Hays | Hays, KS | DODGE CITY KS | KS | 1465 | 5001 | Wichita | KS | KSWICHIT.txt
| 417 | "Kentucky" | KY | "Hazard" | 8 | Hazard | Hazard, KY | HUNTINGTON WV | WV | 1005 | 4665 | Charleston | WV | WVCHARLE.txt
| 418 | "Kentucky" | KY | "Hazard" | 8 | Hazard | Hazard, KY | HUNTINGTON WV | WV | 1005 | 4665 | Charleston | WV | WVCHARLE.txt
| 182 | "Pennsylvania" | PA | "Hazleton" | 10 | Hazleton | Hazleton, PA | AVOCA PA | PA | 539 | 6291 | Wilkes-Barre | PA | PAWILKES.txt
| 596 | "Montana" | MT | "Helena" | 8 | Helena | Helena, MT | HELENA MT | MT | 386 | 8031 | Helena | MT | MTHELENA.txt
| 424 | "Kentucky" | KY | "Henderson" | 11 | Henderson | Henderson, KY | EVANSVILLE IN | IN | 1376 | 4708 | Evansville | IN | INEVANSV.txt
| 286 | "North_Carolina" | NC | "Hickory" | 9 | Hickory | Hickory, NC | GREENSBORO-WNSTN-SALM-HGHPT NC | NC | 1253 | 3865 | Greensboro | NC | NCGRNSBO.txt
| 117 | "New_York" | NY | "Hicksville" | 12 | Hicksville | Hicksville, NY | ISLIP NY | NY | 706 | 5647 | Bridgeport | CT | CTBRIDGE.txt
| 118 | "New_York" | NY | "Hicksville" | 12 | Hicksville | Hicksville, NY | ISLIP NY | NY | 706 | 5647 | Bridgeport | CT | CTBRIDGE.txt
| 967 | "Hawaii" | HI | "Honolulu" | 10 | Honolulu | Honolulu, HI | HILO HI | HI | 3284 | 0 | Honolulu | HI | HIHONOLU.txt
| 968 | "Hawaii" | HI | "Honolulu" | 10 | Honolulu | Honolulu, HI | HONOLULU HI | HI | 4474 | 0 | Honolulu | HI | HIHONOLU.txt
| 970 | "Oregon" | OR | "Hood River" | 12 | Hood River | Hood River, OR | SALEM OR | OR | 247 | 4927 | Salem | OR | ORSALEM.txt
| 718 | "Arkansas" | AR | "Hope" | 6 | Hope | Hope, AR | LITTLE ROCK AR | AR | 2005 | 3155 | Little Rock | AR | ARLIROCK.txt
| 719 | "Arkansas" | AR | "Hot Springs" | 13 | Hot Springs | Hot Springs, AR | LITTLE ROCK AR | AR | 2005 | 3155 | Little Rock | AR | ARLIROCK.txt
| 499 | "Michigan" | MI | "Houghton" | 10 | Houghton | Houghton, MI | HOUGHTON LAKE MI | MI | 256 | 8218 | Sault Ste Marie | MI | MISTEMAR.txt
| 770 | "Texas" | TX | "Houston" | 9 | Houston | Houston, TX | HOUSTON TX | TX | 2700 | 1599 | Houston | TX | TXHOUSTO.txt
| 771 | "Texas" | TX | "Houston" | 9 | Houston | Houston, TX | HOUSTON TX | TX | 2700 | 1599 | Houston | TX | TXHOUSTO.txt
| 772 | "Texas" | TX | "Houston" | 9 | Houston | Houston, TX | HOUSTON TX | TX | 2700 | 1599 | Houston | TX | TXHOUSTO.txt
| 774 | "Texas" | TX | "Houston" | 9 | Houston | Houston, TX | HOUSTON TX | TX | 2700 | 1599 | Houston | TX | TXHOUSTO.txt
| 255 | "West_Virginia" | WV | "Huntington" | 12 | Huntington | Huntington, WV | CHARLESTON WV | WV | 1031 | 4646 | Charleston | WV | WVCHARLE.txt
| 257 | "West_Virginia" | WV | "Huntington" | 12 | Huntington | Huntington, WV | HUNTINGTON WV | WV | 1005 | 4665 | Charleston | WV | WVCHARLE.txt
| 357 | "Alabama" | AL | "Huntsville" | 12 | Huntsville | Huntsville, AL | CHATTANOOGA TN | TN | 1544 | 3587 | Chattanooga | TN | TNCHATTA.txt
| 358 | "Alabama" | AL | "Huntsville" | 12 | Huntsville | Huntsville, AL | HUNTSVILLE AL | AL | 1651 | 3323 | Huntsville | AL | ALHUNTSV.txt
| 675 | "Kansas" | KS | "Hutchinson" | 12 | Hutchinson | Hutchinson, KS | WICHITA KS | KS | 1628 | 4791 | Wichita | KS | KSWICHIT.txt
| 026 | "Massachusetts" | MA | "Hyannis" | 9 | Hyannis | Hyannis, MA | PROVIDENCE RI | RI | 606 | 5884 | Rhode Island | RI | RIPROVID.txt
| 834 | "Idaho" | ID | "Idaho Falls" | 13 | Idaho Falls | Idaho Falls, ID | POCATELLO ID | ID | 421 | 7180 | Pocatello | ID | IDPOCATE.txt
| 673 | "Kansas" | KS | "Independence" | 14 | Independence | Independence, KS | SPRINGFIELD MO | MO | 1320 | 4638 | Springfield | MO | MOSPRING.txt
| 157 | "Pennsylvania" | PA | "Indiana" | 9 | Indiana | Indiana, PA | PITTSBURGH PA | PA | 654 | 5968 | Pittsburgh | PA | PAPITTSB.txt
| 460 | "Indiana" | IN | "Indianapolis" | 14 | Indianapolis | Indianapolis, IN | INDIANAPOLIS IN | IN | 1014 | 5615 | Indianapolis | IN | ININDIAN.txt
| 461 | "Indiana" | IN | "Indianapolis" | 14 | Indianapolis | Indianapolis, IN | INDIANAPOLIS IN | IN | 1014 | 5615 | Indianapolis | IN | ININDIAN.txt
| 462 | "Indiana" | IN | "Indianapolis" | 14 | Indianapolis | Indianapolis, IN | INDIANAPOLIS IN | IN | 1014 | 5615 | Indianapolis | IN | ININDIAN.txt
| 903 | "California" | CA | "Inglewood" | 11 | Inglewood | Inglewood, CA | LOS ANGELES AP CA | CA | 727 | 1458 | Los Angeles | CA | CALOSANG.txt
| 498 | "Michigan" | MI | "Iron Mountain" | 15 | Iron Mountain | Iron Mountain, MI | MARQUETTE MI | MI | 155 | 9567 | Sault Ste Marie | MI | MISTEMAR.txt
| 148 | "New_York" | NY | "Ithaca" | 8 | Ithaca | Ithaca, NY | SYRACUSE NY | NY | 438 | 6834 | Syracuse | NY | NYSYRACU.txt
| 492 | "Michigan" | MI | "Jackson" | 9 | Jackson | Jackson, MI | TOLEDO OH | OH | 610 | 6579 | Toledo | OH | OHTOLEDO.txt
| 390 | "Mississippi" | MS | "Jackson" | 9 | Jackson | Jackson, MS | JACKSON MS | MS | 2215 | 2467 | Jackson | MS | MSJACKSO.txt
| 391 | "Mississippi" | MS | "Jackson" | 9 | Jackson | Jackson, MS | JACKSON MS | MS | 2215 | 2467 | Jackson | MS | MSJACKSO.txt
| 392 | "Mississippi" | MS | "Jackson" | 9 | Jackson | Jackson, MS | JACKSON MS | MS | 2215 | 2467 | Jackson | MS | MSJACKSO.txt
| 383 | "Tennessee" | TN | "Jackson" | 9 | Jackson | Jackson, TN | HUNTSVILLE AL | AL | 1651 | 3323 | Huntsville | AL | ALHUNTSV.txt
| 830 | "Wyoming" | WY | "Jackson" | 9 | Jackson | Jackson, WY | LANDER WY | WY | 479 | 7889 | Casper | WY | WYCASPER.txt
| 320 | "Florida" | FL | "Jacksonville" | 14 | Jacksonville | Jacksonville, FL | JACKSONVILLE FL | FL | 2551 | 1434 | Jacksonville | FL | FLJACKSV.txt
| 321 | "Florida" | FL | "Jacksonville" | 14 | Jacksonville | Jacksonville, FL | JACKSONVILLE FL | FL | 2551 | 1434 | Jacksonville | FL | FLJACKSV.txt
| 322 | "Florida" | FL | "Jacksonville" | 14 | Jacksonville | Jacksonville, FL | JACKSONVILLE FL | FL | 2551 | 1434 | Jacksonville | FL | FLJACKSV.txt
| 114 | "New_York" | NY | "Jamaica" | 9 | Jamaica | Jamaica, NY | NEW YORK (JFK AP) NY | NY | 921 | 5027 | New York City | NY | NYNEWYOR.txt
| 584 | "North_Dakota" | ND | "Jamestown" | 11 | Jamestown | Jamestown, ND | BISMARCK ND | ND | 488 | 8968 | Bismarck | ND | NDBISMAR.txt
| 147 | "New_York" | NY | "Jamestown" | 11 | Jamestown | Jamestown, NY | ERIE PA | PA | 550 | 6279 | Erie | PA | PAERIE.txt
| 355 | "Alabama" | AL | "Jasper" | 8 | Jasper | Jasper, AL | HUNTSVILLE AL | AL | 1651 | 3323 | Huntsville | AL | ALHUNTSV.txt
| 650 | "Missouri" | MO | "Jefferson_City" | 16 | Jefferson_City | Jefferson_City, MO | ST. LOUIS MO | MO | 1534 | 4758 | St Louis | MO | MOSTLOUI.txt
| 651 | "Missouri" | MO | "Jefferson_City" | 16 | Jefferson_City | Jefferson_City, MO | COLUMBIA MO | MO | 1189 | 5212 | St Louis | MO | MOSTLOUI.txt
| 073 | "New_Jersey" | NJ | "Jersey_City" | 13 | Jersey_City | Jersey_City, NJ | NEWARK NJ | NJ | 1201 | 4888 | Newark | NJ | NJNEWARK.txt
| 376 | "Tennessee" | TN | "Johnson City" | 14 | Johnson City | Johnson City, TN | BRISTOL-JHNSN CTY-KNGSPRT TN | TN | 972 | 4406 | Knoxville | TN | TNKNOXVI.txt
| 159 | "Pennsylvania" | PA | "Johnstown" | 11 | Johnstown | Johnstown, PA | PITTSBURGH PA | PA | 654 | 5968 | Pittsburgh | PA | PAPITTSB.txt
| 724 | "Arkansas" | AR | "Jonesboro" | 11 | Jonesboro | Jonesboro, AR | NORTH LITTLE ROCK AR | AR | 1916 | 3228 | Little Rock | AR | ARLIROCK.txt
| 648 | "Missouri" | MO | "Joplin" | 8 | Joplin | Joplin, MO | SPRINGFIELD MO | MO | 1320 | 4638 | Springfield | MO | MOSPRING.txt
| 998 | "Alaska" | AK | "Juneau" | 8 | Juneau | Juneau, AK | JUNEAU AK | AK | 0 | 8897 | Juneau | AK | AKJUNEAU.txt
| 490 | "Michigan" | MI | "Kalamazoo" | 11 | Kalamazoo | Kalamazoo, MI | SOUTH BEND IN | IN | 728 | 6331 | South Bend | IN | INSOBEND.txt
| 491 | "Michigan" | MI | "Kalamazoo" | 11 | Kalamazoo | Kalamazoo, MI | SOUTH BEND IN | IN | 728 | 6331 | South Bend | IN | INSOBEND.txt
| 599 | "Montana" | MT | "Kalispell" | 11 | Kalispell | Kalispell, MT | KALISPELL MT | MT | 149 | 8378 | Great Falls | MT | MTGRFALL.txt
| 609 | "Illinois" | IL | "Kankakee" | 10 | Kankakee | Kankakee, IL | PEORIA IL | IL | 982 | 6148 | Peoria | IL | ILPEORIA.txt
| 660 | "Kansas" | KS | "Kansas City" | 13 | Kansas City | Kansas City, KS | TOPEKA KS | KS | 1304 | 5265 | Kansas City | MO | MOKANCTY.txt
| 661 | "Kansas" | KS | "Kansas City" | 13 | Kansas City | Kansas City, KS | KANSAS CITY MO | MO | 1288 | 5393 | Kansas City | MO | MOKANCTY.txt
| 640 | "Missouri" | MO | "Kansas City" | 13 | Kansas City | Kansas City, MO | KANSAS CITY MO | MO | 1288 | 5393 | Kansas City | MO | MOKANCTY.txt
| 641 | "Missouri" | MO | "Kansas City" | 13 | Kansas City | Kansas City, MO | KANSAS CITY MO | MO | 1288 | 5393 | Kansas City | MO | MOKANCTY.txt
| 034 | "New_Hampshire" | NH | "Keene" | 7 | Keene | Keene, NH | WORCESTER MA | MA | 333 | 6979 | Concord | NH | NHCONCOR.txt
| 831 | "Wyoming" | WY | "Kemmerer" | 10 | Kemmerer | Kemmerer, WY | LANDER WY | WY | 479 | 7889 | Casper | WY | WYCASPER.txt
| 999 | "Alaska" | AK | "Ketchikan" | 11 | Ketchikan | Ketchikan, AK | KING SALMON AK | AK | 0 | 11456 | Juneau | AK | AKJUNEAU.txt
| 267 | "West_Virginia" | WV | "Keyser" | 8 | Keyser | Keyser, WV | ELKINS WV | WV | 346 | 6120 | Elkins | WV | WVELKINS.txt
| 864 | "Arizona" | AZ | "Kingman" | 9 | Kingman | Kingman, AZ | LAS VEGAS NV | NV | 3201 | 2407 | Las Vegas | NV | NVLASVEG.txt
| 124 | "New_York" | NY | "Kingston" | 10 | Kingston | Kingston, NY | ALBANY NY | NY | 507 | 6894 | Albany | NY | NYALBANY.txt
| 285 | "North_Carolina" | NC | "Kinston" | 9 | Kinston | Kinston, NC | WILMINGTON NC | NC | 1926 | 2470 | Charlotte | NC | NCCHARLO.txt
| 635 | "Missouri" | MO | "Kirksville" | 12 | Kirksville | Kirksville, MO | MOLINE IL | IL | 911 | 6474 | Peoria | IL | ILPEORIA.txt
| 162 | "Pennsylvania" | PA | "Kittanning" | 12 | Kittanning | Kittanning, PA | YOUNGSTOWN OH | OH | 497 | 6544 | Youngstown | OH | OHYOUNGS.txt
| 039 | "Maine" | ME | "Kittery" | 9 | Kittery | Kittery, ME | PORTLAND ME | ME | 268 | 7378 | Portland | ME | MEPORTLA.txt
| 976 | "Oregon" | OR | "Klamath Falls" | 15 | Klamath Falls | Klamath Falls, OR | MEDFORD OR | OR | 725 | 4611 | Medford | OR | ORMEDFOR.txt
| 377 | "Tennessee" | TN | "Knoxville" | 11 | Knoxville | Knoxville, TN | KNOXVILLE TN | TN | 1266 | 3937 | Knoxville | TN | TNKNOXVI.txt
| 378 | "Tennessee" | TN | "Knoxville" | 11 | Knoxville | Knoxville, TN | KNOXVILLE TN | TN | 1266 | 3937 | Knoxville | TN | TNKNOXVI.txt
| 379 | "Tennessee" | TN | "Knoxville" | 11 | Knoxville | Knoxville, TN | KNOXVILLE TN | TN | 1266 | 3937 | Knoxville | TN | TNKNOXVI.txt
| 469 | "Indiana" | IN | "Kokomo" | 8 | Kokomo | Kokomo, IN | SOUTH BEND IN | IN | 728 | 6331 | South Bend | IN | INSOBEND.txt
| 546 | "Wisconsin" | WI | "La Crosse" | 11 | La Crosse | La Crosse, WI | MADISON WI | WI | 485 | 7673 | Madison | WI | WIMADISO.txt
| 613 | "Illinois" | IL | "La Salle" | 10 | La Salle | La Salle, IL | MOLINE IL | IL | 911 | 6474 | Peoria | IL | ILPEORIA.txt
| 479 | "Indiana" | IN | "Lafayette" | 11 | Lafayette | Lafayette, IN | SOUTH BEND IN | IN | 728 | 6331 | South Bend | IN | INSOBEND.txt
| 705 | "Louisiana" | LA | "Lafayette" | 11 | Lafayette | Lafayette, LA | BATON ROUGE LA | LA | 2690 | 1669 | Baton Rouge | LA | LABATONR.txt
| 706 | "Louisiana" | LA | "Lake Charles" | 14 | Lake Charles | Lake Charles, LA | LAKE CHARLES LA | LA | 2650 | 1616 | Lake Charles | LA | LALAKECH.txt
| 338 | "Florida" | FL | "Lakeland" | 10 | Lakeland | Lakeland, FL | TAMPA FL | FL | 3427 | 725 | Tampa St. Petersburg | FL | FLTAMPA.txt
| 087 | "New_Jersey" | NJ | "Lakewood" | 10 | Lakewood | Lakewood, NJ | ATLANTIC CITY AP NJ | NJ | 826 | 5169 | Atlantic City | NJ | NJATLCTY.txt
| 935 | "California" | CA | "Lancaster" | 11 | Lancaster | Lancaster, CA | BISHOP CA | CA | 1039 | 4310 | Reno | NV | NVRENO.txt
| 175 | "Pennsylvania" | PA | "Lancaster" | 11 | Lancaster | Lancaster, PA | HARRISBURG PA | PA | 962 | 5347 | Harrisburg | PA | PAHARRIS.txt
| 176 | "Pennsylvania" | PA | "Lancaster" | 11 | Lancaster | Lancaster, PA | HARRISBURG PA | PA | 962 | 5347 | Harrisburg | PA | PAHARRIS.txt
| 488 | "Michigan" | MI | "Lansing" | 9 | Lansing | Lansing, MI | FLINT MI | MI | 483 | 6979 | Lansing | MI | MILANSIN.txt
| 489 | "Michigan" | MI | "Lansing" | 9 | Lansing | Lansing, MI | LANSING MI | MI | 490 | 7101 | Lansing | MI | MILANSIN.txt
| 780 | "Texas" | TX | "Laredo/Pearsall" | 17 | Laredo/Pearsall | Laredo/Pearsall, TX | VICTORIA TX | TX | 3118 | 1296 | San Antonio | TX | TXSANANT.txt
| 880 | "New_Mexico" | NM | "Las Cruces" | 12 | Las Cruces | Las Cruces, NM | EL PASO TX | TX | 2094 | 2708 | El Paso | TX | TXELPASO.txt
| 877 | "New_Mexico" | NM | "Las Vegas" | 11 | Las Vegas | Las Vegas, NM | PUEBLO CO | CO | 973 | 5413 | Pueblo | CO | COPUEBLO.txt
| 891 | "Nevada" | NV | "Las Vegas" | 11 | Las Vegas | Las Vegas, NV | LAS VEGAS NV | NV | 3201 | 2407 | Las Vegas | NV | NVLASVEG.txt
| 207 | "Maryland" | MD | "Laurel" | 8 | Laurel | Laurel, MD | BALTIMORE MD | MD | 1137 | 4707 | Baltimore | MD | MDBALTIM.txt
| 470 | "Indiana" | IN | "Lawrenceburg" | 14 | Lawrenceburg | Lawrenceburg, IN | GREATER CINCINNATI AP KY | KY | 996 | 5248 | Cincinnati | OH | OHCINCIN.txt
| 735 | "Oklahoma" | OK | "Lawton" | 8 | Lawton | Lawton, OK | WICHITA FALLS TX | TX | 2340 | 3042 | Wichita Falls | TX | TXWICHFA.txt
| 180 | "Pennsylvania" | PA | "Lehigh_Valley" | 15 | Lehigh_Valley | Lehigh_Valley, PA | ALLENTOWN PA | PA | 773 | 5785 | Allentown | PA | PAALLENT.txt
| 249 | "West_Virginia" | WV | "Lewisburg" | 11 | Lewisburg | Lewisburg, WV | CHARLESTON WV | WV | 1031 | 4646 | Charleston | WV | WVCHARLE.txt
| 835 | "Idaho" | ID | "Lewiston" | 10 | Lewiston | Lewiston, ID | LEWISTON ID | ID | 814 | 5270 | Spokane | WA | WASPOKAN.txt
| 403 | "Kentucky" | KY | "Lexington" | 11 | Lexington | Lexington, KY | LEXINGTON KY | KY | 1140 | 4783 | Lexington | KY | KYLEXING.txt
| 404 | "Kentucky" | KY | "Lexington" | 11 | Lexington | Lexington, KY | LEXINGTON KY | KY | 1140 | 4783 | Lexington | KY | KYLEXING.txt
| 405 | "Kentucky" | KY | "Lexington" | 11 | Lexington | Lexington, KY | LEXINGTON KY | KY | 1140 | 4783 | Lexington | KY | KYLEXING.txt
| 679 | "Kansas" | KS | "Liberal" | 9 | Liberal | Liberal, KS | DODGE CITY KS | KS | 1465 | 5001 | Wichita | KS | KSWICHIT.txt
| 458 | "Ohio" | OH | "Lima" | 6 | Lima | Lima, OH | DAYTON OH | OH | 886 | 5708 | Dayton | OH | OHDAYTON.txt
| 683 | "Nebraska" | NE | "Lincoln" | 9 | Lincoln | Lincoln, NE | LINCOLN NE | NE | 1134 | 6278 | Lincoln | NE | NELINCOL.txt
| 684 | "Nebraska" | NE | "Lincoln" | 9 | Lincoln | Lincoln, NE | LINCOLN NE | NE | 1134 | 6278 | Lincoln | NE | NELINCOL.txt
| 685 | "Nebraska" | NE | "Lincoln" | 9 | Lincoln | Lincoln, NE | LINCOLN NE | NE | 1134 | 6278 | Lincoln | NE | NELINCOL.txt
| 720 | "Arkansas" | AR | "Little Rock" | 13 | Little Rock | Little Rock, AR | LITTLE ROCK AR | AR | 2005 | 3155 | Little Rock | AR | ARLIROCK.txt
| 721 | "Arkansas" | AR | "Little Rock" | 13 | Little Rock | Little Rock, AR | LITTLE ROCK AR | AR | 2005 | 3155 | Little Rock | AR | ARLIROCK.txt
| 722 | "Arkansas" | AR | "Little Rock" | 13 | Little Rock | Little Rock, AR | LITTLE ROCK AR | AR | 2005 | 3155 | Little Rock | AR | ARLIROCK.txt
| 035 | "New_Hampshire" | NH | "Littleton" | 11 | Littleton | Littleton, NH | BURLINGTON VT | VT | 388 | 7771 | Burlington | VT | VTBURLIN.txt
| 256 | "West_Virginia" | WV | "Logan" | 7 | Logan | Logan, WV | CHARLESTON WV | WV | 1031 | 4646 | Charleston | WV | WVCHARLE.txt
| 908 | "California" | CA | "Long Beach" | 12 | Long Beach | Long Beach, CA | LONG BEACH CA | CA | 1201 | 1430 | Los Angeles | CA | CALOSANG.txt
| 805 | "Colorado" | CO | "Longmont" | 10 | Longmont | Longmont, CO | DENVER CO | CO | 679 | 6020 | Denver | CO | CODENVER.txt
| 756 | "Texas" | TX | "Longview" | 10 | Longview | Longview, TX | SHREVEPORT LA | LA | 2368 | 2264 | Shreveport | LA | LASHREVE.txt
| 900 | "California" | CA | "Los Angeles" | 13 | Los Angeles | Los Angeles, CA | LOS ANGELES AP CA | CA | 727 | 1458 | Los Angeles | CA | CALOSANG.txt
| 901 | "California" | CA | "Los Angeles" | 13 | Los Angeles | Los Angeles, CA | LOS ANGELES AP CA | CA | 727 | 1458 | Los Angeles | CA | CALOSANG.txt
| 902 | "California" | CA | "Los Angeles" | 13 | Los Angeles | Los Angeles, CA | LOS ANGELES AP CA | CA | 727 | 1458 | Los Angeles | CA | CALOSANG.txt
| 400 | "Kentucky" | KY | "Louisville" | 12 | Louisville | Louisville, KY | LOUISVILLE KY | KY | 1288 | 4514 | Louisville | KY | KYLOUISV.txt
| 401 | "Kentucky" | KY | "Louisville" | 12 | Louisville | Louisville, KY | LOUISVILLE KY | KY | 1288 | 4514 | Louisville | KY | KYLOUISV.txt
| 402 | "Kentucky" | KY | "Louisville" | 12 | Louisville | Louisville, KY | LOUISVILLE KY | KY | 1288 | 4514 | Louisville | KY | KYLOUISV.txt
| 793 | "Texas" | TX | "Lubbock" | 9 | Lubbock | Lubbock, TX | LUBBOCK TX | TX | 1689 | 3431 | Lubbock | TX | TXLUBBOC.txt
| 794 | "Texas" | TX | "Lubbock" | 9 | Lubbock | Lubbock, TX | LUBBOCK TX | TX | 1689 | 3431 | Lubbock | TX | TXLUBBOC.txt
| 759 | "Texas" | TX | "Lufkin" | 8 | Lufkin | Lufkin, TX | WACO TX | TX | 2816 | 2179 | Waco | TX | TXWACO.txt
| 245 | "Virginia" | VA | "Lynchburg" | 11 | Lynchburg | Lynchburg, VA | LYNCHBURG VA | VA | 1048 | 4340 | Roanoke | VA | VAROANOK.txt
| 019 | "Massachusetts" | MA | "Lynn" | 6 | Lynn | Lynn, MA | BOSTON MA | MA | 678 | 5641 | Boston | MA | MABOSTON.txt
| 497 | "Michigan" | MI | "Mackinaw City" | 15 | Mackinaw City | Mackinaw City, MI | SAULT STE. MARIE MI | MI | 131 | 9316 | Sault Ste Marie | MI | MISTEMAR.txt
| 310 | "Georgia" | GA | "Macon" | 7 | Macon | Macon, GA | COLUMBUS GA | GA | 2284 | 2261 | Macon | GA | GAMACON.txt
| 311 | "Georgia" | GA | "Macon" | 7 | Macon | Macon, GA | COLUMBUS GA | GA | 2284 | 2261 | Macon | GA | GAMACON.txt
| 312 | "Georgia" | GA | "Macon" | 7 | Macon | Macon, GA | MACON GA | GA | 2125 | 2334 | Macon | GA | GAMACON.txt
| 535 | "Wisconsin" | WI | "Madison" | 9 | Madison | Madison, WI | LA CROSSE WI | WI | 692 | 7491 | Madison | WI | WIMADISO.txt
| 536 | "Wisconsin" | WI | "Madison" | 9 | Madison | Madison, WI | LA CROSSE WI | WI | 692 | 7491 | Madison | WI | WIMADISO.txt
| 537 | "Wisconsin" | WI | "Madison" | 9 | Madison | Madison, WI | MADISON WI | WI | 485 | 7673 | Madison | WI | WIMADISO.txt
| 030 | "New_Hampshire" | NH | "Manchester" | 12 | Manchester | Manchester, NH | WORCESTER MA | MA | 333 | 6979 | Concord | NH | NHCONCOR.txt
| 031 | "New_Hampshire" | NH | "Manchester" | 12 | Manchester | Manchester, NH | CONCORD NH | NH | 328 | 7554 | Concord | NH | NHCONCOR.txt
| 969 | "Guam" | GU | "Mangilao" | 10 | Mangilao | Mangilao, GU | GUAM PC | PC | 5034 | 0 | Honolulu | HI | HIHONOLU.txt
| 560 | "Minnesota" | MN | "Mankato" | 9 | Mankato | Mankato, MN | ROCHESTER MN | MN | 472 | 8250 | Minneapolis St. Paul | MN | MNMINPLS.txt
| 448 | "Ohio" | OH | "Mansfield" | 11 | Mansfield | Mansfield, OH | MANSFIELD OH | OH | 666 | 6258 | Akron Canton | OH | OHAKRON.txt
| 449 | "Ohio" | OH | "Mansfield" | 11 | Mansfield | Mansfield, OH | MANSFIELD OH | OH | 666 | 6258 | Akron Canton | OH | OHAKRON.txt
| 433 | "Ohio" | OH | "Marion" | 8 | Marion | Marion, OH | DAYTON OH | OH | 886 | 5708 | Dayton | OH | OHDAYTON.txt
| 254 | "West_Virginia" | WV | "Martinsburg" | 13 | Martinsburg | Martinsburg, WV | WASHINGTON DULLES AP DC | DC | 973 | 5006 | Washington | MD | MDWASHDC.txt
| 959 | "California" | CA | "Marysville" | 12 | Marysville | Marysville, CA | SACRAMENTO CA | CA | 1237 | 2749 | Sacramento | CA | CASACRAM.txt
| 504 | "Iowa" | IA | "Mason City" | 12 | Mason City | Mason City, IA | WATERLOO IA | IA | 702 | 7406 | Des Moines | IA | IADESMOI.txt
| 382 | "Tennessee" | TN | "Mc_Kenzie" | 11 | Mc_Kenzie | Mc_Kenzie, TN | NASHVILLE TN | TN | 1616 | 3729 | Nashville | TN | TNNASHVI.txt
| 745 | "Oklahoma" | OK | "McAlester" | 11 | McAlester | McAlester, OK | FORT SMITH AR | AR | 1894 | 3478 | Fort Smith | AR | ARFTSMIT.txt
| 396 | "Mississippi" | MS | "McComb" | 8 | McComb | McComb, MS | JACKSON MS | MS | 2215 | 2467 | Jackson | MS | MSJACKSO.txt
| 690 | "Nebraska" | NE | "McCook" | 8 | McCook | McCook, NE | GOODLAND KS | KS | 859 | 5974 | Goodland | KS | KSGOODLA.txt
| 975 | "Oregon" | OR | "Medford" | 9 | Medford | Medford, OR | MEDFORD OR | OR | 725 | 4611 | Medford | OR | ORMEDFOR.txt
| 329 | "Florida" | FL | "Melbourne" | 11 | Melbourne | Melbourne, FL | VERO BEACH FL | FL | 3278 | 548 | Orlando | FL | FLORLAND.txt
| 380 | "Tennessee" | TN | "Memphis" | 9 | Memphis | Memphis, TN | MEMPHIS TN | TN | 2118 | 3082 | Memphis | TN | TNMEMPHI.txt
| 381 | "Tennessee" | TN | "Memphis" | 9 | Memphis | Memphis, TN | MEMPHIS TN | TN | 2118 | 3082 | Memphis | TN | TNMEMPHI.txt
| 953 | "California" | CA | "Merced" | 8 | Merced | Merced, CA | SACRAMENTO CA | CA | 1237 | 2749 | Sacramento | CA | CASACRAM.txt
| 393 | "Mississippi" | MS | "Meridian" | 10 | Meridian | Meridian, MS | MERIDIAN MS | MS | 2138 | 2444 | Jackson | MS | MSJACKSO.txt
| 330 | "Florida" | FL | "Miami" | 7 | Miami | Miami, FL | KEY WEST FL | FL | 4798 | 100 | Miami Beach | FL | FLMIAMIB.txt
| 331 | "Florida" | FL | "Miami" | 7 | Miami | Miami, FL | MIAMI FL | FL | 4198 | 200 | Miami Beach | FL | FLMIAMIB.txt
| 332 | "Florida" | FL | "Miami" | 7 | Miami | Miami, FL | MIAMI FL | FL | 4198 | 200 | Miami Beach | FL | FLMIAMIB.txt
| 409 | "Kentucky" | KY | "Middlesboro" | 13 | Middlesboro | Middlesboro, KY | BRISTOL-JHNSN CTY-KNGSPRT TN | TN | 972 | 4406 | Knoxville | TN | TNKNOXVI.txt
| 797 | "Texas" | TX | "Midland" | 9 | Midland | Midland, TX | EL PASO TX | TX | 2094 | 2708 | Midland Odessa | TX | TXMIDLAN.txt
| 593 | "Montana" | MT | "Miles City" | 12 | Miles City | Miles City, MT | GLASGOW MT | MT | 558 | 8745 | Great Falls | MT | MTGRFALL.txt
| 530 | "Wisconsin" | WI | "Milwaukee" | 11 | Milwaukee | Milwaukee, WI | MADISON WI | WI | 485 | 7673 | Milwaukee | WI | WIMILWAU.txt
| 531 | "Wisconsin" | WI | "Milwaukee" | 11 | Milwaukee | Milwaukee, WI | MADISON WI | WI | 485 | 7673 | Milwaukee | WI | WIMILWAU.txt
| 532 | "Wisconsin" | WI | "Milwaukee" | 11 | Milwaukee | Milwaukee, WI | MILWAUKEE WI | WI | 479 | 7324 | Milwaukee | WI | WIMILWAU.txt
| 533 | "Wisconsin" | WI | "Milwaukee" | 11 | Milwaukee | Milwaukee, WI | MILWAUKEE WI | WI | 479 | 7324 | Milwaukee | WI | WIMILWAU.txt
| 553 | "Minnesota" | MN | "Minneapolis" | 13 | Minneapolis | Minneapolis, MN | MINNEAPOLIS-ST.PAUL MN | MN | 682 | 7981 | Minneapolis St. Paul | MN | MNMINPLS.txt
| 554 | "Minnesota" | MN | "Minneapolis" | 13 | Minneapolis | Minneapolis, MN | MINNEAPOLIS-ST.PAUL MN | MN | 682 | 7981 | Minneapolis St. Paul | MN | MNMINPLS.txt
| 115 | "New_York" | NY | "Minneola" | 10 | Minneola | Minneola, NY | NEW YORK (JFK AP) NY | NY | 921 | 5027 | New York City | NY | NYNEWYOR.txt
| 587 | "North_Dakota" | ND | "Minot" | 7 | Minot | Minot, ND | WILLISTON ND | ND | 548 | 9090 | Bismarck | ND | NDBISMAR.txt
| 598 | "Montana" | MT | "Missoula" | 10 | Missoula | Missoula, MT | MISSOULA MT | MT | 280 | 7792 | Helena | MT | MTHELENA.txt
| 573 | "South_Dakota" | SD | "Mitchell" | 10 | Mitchell | Mitchell, SD | RAPID CITY SD | SD | 611 | 7301 | Rapid City | SD | SDRAPCTY.txt
| 365 | "Alabama" | AL | "Mobile" | 8 | Mobile | Mobile, AL | MOBILE AL | AL | 2627 | 1702 | Mobile | AL | ALMOBILE.txt
| 366 | "Alabama" | AL | "Mobile" | 8 | Mobile | Mobile, AL | MOBILE AL | AL | 2627 | 1702 | Mobile | AL | ALMOBILE.txt
| 576 | "South_Dakota" | SD | "Mobridge" | 10 | Mobridge | Mobridge, SD | BISMARCK ND | ND | 488 | 8968 | Bismarck | ND | NDBISMAR.txt
| 712 | "Louisiana" | LA | "Monroe" | 8 | Monroe | Monroe, LA | JACKSON MS | MS | 2215 | 2467 | Jackson | MS | MSJACKSO.txt
| 939 | "California" | CA | "Monterey" | 10 | Monterey | Monterey, CA | SAN FRANCISCO C.O. CA | CA | 65 | 3005 | San Francisco | CA | CASANFRA.txt
| 360 | "Alabama" | AL | "Montgomery" | 12 | Montgomery | Montgomery, AL | COLUMBUS GA | GA | 2284 | 2261 | Montgomery | AL | ALMONTGO.txt
| 361 | "Alabama" | AL | "Montgomery" | 12 | Montgomery | Montgomery, AL | MONTGOMERY AL | AL | 2212 | 2224 | Montgomery | AL | ALMONTGO.txt
| 127 | "New_York" | NY | "Monticello" | 12 | Monticello | Monticello, NY | BINGHAMTON NY | NY | 337 | 7273 | Wilkes-Barre | PA | PAWILKES.txt
| 056 | "Vermont" | VT | "Montpelier" | 12 | Montpelier | Montpelier, VT | BURLINGTON VT | VT | 388 | 7771 | Burlington | VT | VTBURLIN.txt
| 814 | "Colorado" | CO | "Montrose" | 10 | Montrose | Montrose, CO | GRAND JUNCTION CO | CO | 1183 | 5548 | Grand Junction | CO | COGRNDJU.txt
| 188 | "Pennsylvania" | PA | "Montrose" | 10 | Montrose | Montrose, PA | BINGHAMTON NY | NY | 337 | 7273 | Wilkes-Barre | PA | PAWILKES.txt
| 265 | "West_Virginia" | WV | "Morgantown" | 12 | Morgantown | Morgantown, WV | PITTSBURGH PA | PA | 654 | 5968 | Pittsburgh | PA | PAPITTSB.txt
| 473 | "Indiana" | IN | "Muncie" | 8 | Muncie | Muncie, IN | DAYTON OH | OH | 886 | 5708 | Dayton | OH | OHDAYTON.txt
| 494 | "Michigan" | MI | "Muskegon" | 10 | Muskegon | Muskegon, MI | MUSKEGON MI | MI | 431 | 6924 | Grand Rapids | MI | MIGRNDRA.txt
| 744 | "Oklahoma" | OK | "Muskogee" | 10 | Muskogee | Muskogee, OK | FORT SMITH AR | AR | 1894 | 3478 | Fort Smith | AR | ARFTSMIT.txt
| 435 | "Ohio" | OH | "Napoleon" | 10 | Napoleon | Napoleon, OH | FORT WAYNE IN | IN | 824 | 6273 | Fort Wayne | IN | INFTWAYN.txt
| 370 | "Tennessee" | TN | "Nashville" | 11 | Nashville | Nashville, TN | NASHVILLE TN | TN | 1616 | 3729 | Nashville | TN | TNNASHVI.txt
| 371 | "Tennessee" | TN | "Nashville" | 11 | Nashville | Nashville, TN | NASHVILLE TN | TN | 1616 | 3729 | Nashville | TN | TNNASHVI.txt
| 372 | "Tennessee" | TN | "Nashville" | 11 | Nashville | Nashville, TN | NASHVILLE TN | TN | 1616 | 3729 | Nashville | TN | TNNASHVI.txt
| 471 | "Indiana" | IN | "New Albany" | 12 | New Albany | New Albany, IN | LOUISVILLE KY | KY | 1288 | 4514 | Louisville | KY | KYLOUISV.txt
| 027 | "Massachusetts" | MA | "New Bedford" | 13 | New Bedford | New Bedford, MA | PROVIDENCE RI | RI | 606 | 5884 | Rhode Island | RI | RIPROVID.txt
| 088 | "New_Jersey" | NJ | "New Brunswick" | 15 | New Brunswick | New Brunswick, NJ | NEWARK NJ | NJ | 1201 | 4888 | Newark | NJ | NJNEWARK.txt
| 089 | "New_Jersey" | NJ | "New Brunswick" | 15 | New Brunswick | New Brunswick, NJ | NEWARK NJ | NJ | 1201 | 4888 | Newark | NJ | NJNEWARK.txt
| 161 | "Pennsylvania" | PA | "New Castle" | 12 | New Castle | New Castle, PA | PITTSBURGH PA | PA | 654 | 5968 | Pittsburgh | PA | PAPITTSB.txt
| 064 | "Connecticut" | CT | "New Haven" | 11 | New Haven | New Haven, CT | HARTFORD CT | CT | 677 | 6151 | Hartford-Springfield | CT | CTHARTFO.txt
| 065 | "Connecticut" | CT | "New Haven" | 11 | New Haven | New Haven, CT | HARTFORD CT | CT | 677 | 6151 | Hartford-Springfield | CT | CTHARTFO.txt
| 063 | "Connecticut" | CT | "New London" | 12 | New London | New London, CT | PROVIDENCE RI | RI | 606 | 5884 | Rhode Island | RI | RIPROVID.txt
| 700 | "Louisiana" | LA | "New Orleans" | 13 | New Orleans | New Orleans, LA | NEW ORLEANS LA | LA | 2655 | 1513 | New Orleans | LA | LANEWORL.txt
| 701 | "Louisiana" | LA | "New Orleans" | 13 | New Orleans | New Orleans, LA | NEW ORLEANS LA | LA | 2655 | 1513 | New Orleans | LA | LANEWORL.txt
| 108 | "New_York" | NY | "New Rochelle" | 14 | New Rochelle | New Rochelle, NY | NEW YORK (LAGUARDIA AP) NY | NY | 1052 | 4910 | New York City | NY | NYNEWYOR.txt
| 100 | "New_York" | NY | "New York" | 10 | New York | New York, NY | NEW YORK C.PARK NY | NY | 1096 | 4805 | New York City | NY | NYNEWYOR.txt
| 101 | "New_York" | NY | "New York" | 10 | New York | New York, NY | NEW YORK C.PARK NY | NY | 1096 | 4805 | New York City | NY | NYNEWYOR.txt
| 102 | "New_York" | NY | "New York" | 10 | New York | New York, NY | NEW YORK C.PARK NY | NY | 1096 | 4805 | New York City | NY | NYNEWYOR.txt
| 070 | "New_Jersey" | NJ | "Newark" | 8 | Newark | Newark, NJ | NEW YORK (LAGUARDIA AP) NY | NY | 1052 | 4910 | Newark | NJ | NJNEWARK.txt
| 071 | "New_Jersey" | NJ | "Newark" | 8 | Newark | Newark, NJ | NEWARK NJ | NJ | 1201 | 4888 | Newark | NJ | NJNEWARK.txt
| 410 | "Kentucky" | KY | "Newport" | 9 | Newport | Newport, KY | GREATER CINCINNATI AP KY | KY | 996 | 5248 | Cincinnati | OH | OHCINCIN.txt
| 143 | "New_York" | NY | "Niagara Falls" | 15 | Niagara Falls | Niagara Falls, NY | BUFFALO NY | NY | 477 | 6747 | Buffalo | NY | NTBUFFAL.txt
| 687 | "Nebraska" | NE | "Norfolk" | 9 | Norfolk | Norfolk, NE | NORFOLK NE | NE | 877 | 6873 | Sioux City | IA | IASIOCTY.txt
| 233 | "Virginia" | VA | "Norfolk" | 9 | Norfolk | Norfolk, VA | NORFOLK VA | VA | 1422 | 3495 | Norfolk | VA | VANORFOL.txt
| 234 | "Virginia" | VA | "Norfolk" | 9 | Norfolk | Norfolk, VA | NORFOLK VA | VA | 1422 | 3495 | Norfolk | VA | VANORFOL.txt
| 235 | "Virginia" | VA | "Norfolk" | 9 | Norfolk | Norfolk, VA | NORFOLK VA | VA | 1422 | 3495 | Norfolk | VA | VANORFOL.txt
| 236 | "Virginia" | VA | "Norfolk" | 9 | Norfolk | Norfolk, VA | NORFOLK VA | VA | 1422 | 3495 | Norfolk | VA | VANORFOL.txt
| 600 | "Illinois" | IL | "North Chicago Sub." | 20 | North Chicago Sub. | North Chicago Sub., IL | ROCKFORD IL | IL | 702 | 6969 | Rockford | IL | ILROCKFO.txt
| 601 | "Illinois" | IL | "North Chicago Sub." | 20 | North Chicago Sub. | North Chicago Sub., IL | ROCKFORD IL | IL | 702 | 6969 | Rockford | IL | ILROCKFO.txt
| 916 | "California" | CA | "North Hollywood" | 17 | North Hollywood | North Hollywood, CA | LOS ANGELES C.O. CA | CA | 1537 | 1154 | Los Angeles | CA | CALOSANG.txt
| 691 | "Nebraska" | NE | "North_Platte" | 14 | North_Platte | North_Platte, NE | NORTH PLATTE NE | NE | 713 | 6859 | North Platte | NE | NENPLATT.txt
| 220 | "Virginia" | VA | "Northern VA" | 13 | Northern VA | Northern VA, VA | WASHINGTON DULLES AP DC | DC | 973 | 5006 | Washington | MD | MDWASHDC.txt
| 221 | "Virginia" | VA | "Northern VA" | 13 | Northern VA | Northern VA, VA | WASHINGTON DULLES AP DC | DC | 973 | 5006 | Washington | MD | MDWASHDC.txt
| 603 | "Illinois" | IL | "Oak Park" | 10 | Oak Park | Oak Park, IL | CHICAGO IL | IL | 752 | 6536 | Chicago | IL | ILCHICAG.txt
| 946 | "California" | CA | "Oakland" | 9 | Oakland | Oakland, CA | SAN FRANCISCO AP CA | CA | 145 | 3016 | San Jose | CA | CASANJOS.txt
| 344 | "Florida" | FL | "Ocala" | 7 | Ocala | Ocala, FL | DAYTONA BEACH FL | FL | 2919 | 909 | Daytona Beach | FL | FLDAYTNA.txt
| 844 | "Utah" | UT | "Ogden" | 7 | Ogden | Ogden, UT | SALT LAKE CITY UT | UT | 1047 | 5765 | Salt Lake City | UT | UTSALTLK.txt
| 843 | "Utah" | UT | "Ogden/Logan" | 13 | Ogden/Logan | Ogden/Logan, UT | SALT LAKE CITY UT | UT | 1047 | 5765 | Salt Lake City | UT | UTSALTLK.txt
| 163 | "Pennsylvania" | PA | "Oil City" | 10 | Oil City | Oil City, PA | YOUNGSTOWN OH | OH | 497 | 6544 | Youngstown | OH | OHYOUNGS.txt
| 730 | "Oklahoma" | OK | "Oklahoma City" | 15 | Oklahoma City | Oklahoma City, OK | OKLAHOMA CITY OK | OK | 1859 | 3659 | Oklahoma City | OK | OKOKLCTY.txt
| 731 | "Oklahoma" | OK | "Oklahoma City" | 15 | Oklahoma City | Oklahoma City, OK | OKLAHOMA CITY OK | OK | 1859 | 3659 | Oklahoma City | OK | OKOKLCTY.txt
| 985 | "Washington" | WA | "Olympia" | 9 | Olympia | Olympia, WA | OLYMPIA WA | WA | 101 | 5655 | Seattle | WA | WASEATTL.txt
| 680 | "Nebraska" | NE | "Omaha" | 7 | Omaha | Omaha, NE | OMAHA EPPLEY AP NE | NE | 1072 | 6300 | Omaha | NE | NEOMAHA.txt
| 681 | "Nebraska" | NE | "Omaha" | 7 | Omaha | Omaha, NE | OMAHA EPPLEY AP NE | NE | 1072 | 6300 | Omaha | NE | NEOMAHA.txt
| 979 | "Oregon" | OR | "Ontario" | 9 | Ontario | Ontario, OR | BOISE ID | ID | 754 | 5861 | Boise | ID | IDBOISE.txt
| 368 | "Alabama" | AL | "Opelika" | 9 | Opelika | Opelika, AL | COLUMBUS GA | GA | 2284 | 2261 | Columbus | GA | GACOLMBS.txt
| 328 | "Florida" | FL | "Orlando" | 9 | Orlando | Orlando, FL | ORLANDO FL | FL | 3381 | 686 | Orlando | FL | FLORLAND.txt
| 347 | "Florida" | FL | "Orlando" | 9 | Orlando | Orlando, FL | ORLANDO FL | FL | 3381 | 686 | Orlando | FL | FLORLAND.txt
| 549 | "Wisconsin" | WI | "Oshkosh" | 9 | Oshkosh | Oshkosh, WI | LA CROSSE WI | WI | 692 | 7491 | Madison | WI | WIMADISO.txt
| 525 | "Iowa" | IA | "Ottumwa" | 9 | Ottumwa | Ottumwa, IA | MOLINE IL | IL | 911 | 6474 | Des Moines | IA | IADESMOI.txt
| 423 | "Kentucky" | KY | "Owensboro" | 11 | Owensboro | Owensboro, KY | NASHVILLE TN | TN | 1616 | 3729 | Nashville | TN | TNNASHVI.txt
| 386 | "Mississippi" | MS | "Oxford" | 8 | Oxford | Oxford, MS | MEMPHIS TN | TN | 2118 | 3082 | Memphis | TN | TNMEMPHI.txt
| 420 | "Kentucky" | KY | "Paducah" | 9 | Paducah | Paducah, KY | PADUCAH KY | KY | 1475 | 4279 | Paducah | KY | KYPADUCA.txt
| 758 | "Texas" | TX | "Palestine" | 11 | Palestine | Palestine, TX | WACO TX | TX | 2816 | 2179 | Waco | TX | TXWACO.txt
| 922 | "California" | CA | "Palm Springs" | 14 | Palm Springs | Palm Springs, CA | SAN DIEGO CA | CA | 984 | 1256 | San Diego | CA | CASANDIE.txt
| 943 | "California" | CA | "Palo Alto" | 11 | Palo Alto | Palo Alto, CA | SAN FRANCISCO AP CA | CA | 145 | 3016 | San Jose | CA | CASANJOS.txt
| 324 | "Florida" | FL | "Panama City" | 13 | Panama City | Panama City, FL | APALACHICOLA FL | FL | 2582 | 1429 | Tallahassee | FL | FLTALLAH.txt
| 261 | "West_Virginia" | WV | "Parkersburg" | 13 | Parkersburg | Parkersburg, WV | CHARLESTON WV | WV | 1031 | 4646 | Charleston | WV | WVCHARLE.txt
| 910 | "California" | CA | "Pasadena" | 10 | Pasadena | Pasadena, CA | LOS ANGELES C.O. CA | CA | 1537 | 1154 | Los Angeles | CA | CALOSANG.txt
| 911 | "California" | CA | "Pasadena" | 10 | Pasadena | Pasadena, CA | LOS ANGELES C.O. CA | CA | 1537 | 1154 | Los Angeles | CA | CALOSANG.txt
| 074 | "New_Jersey" | NJ | "Paterson" | 10 | Paterson | Paterson, NJ | NEWARK NJ | NJ | 1201 | 4888 | Newark | NJ | NJNEWARK.txt
| 075 | "New_Jersey" | NJ | "Paterson" | 10 | Paterson | Paterson, NJ | NEWARK NJ | NJ | 1201 | 4888 | Newark | NJ | NJNEWARK.txt
| 978 | "Oregon" | OR | "Pendleton" | 11 | Pendleton | Pendleton, OR | PENDLETON OR | OR | 701 | 5294 | Yakima | WA | WAYAKIMA.txt
| 325 | "Florida" | FL | "Pensacola" | 11 | Pensacola | Pensacola, FL | PENSACOLA FL | FL | 2636 | 1617 | Mobile | AL | ALMOBILE.txt
| 615 | "Illinois" | IL | "Peoria" | 8 | Peoria | Peoria, IL | PEORIA IL | IL | 982 | 6148 | Peoria | IL | ILPEORIA.txt
| 616 | "Illinois" | IL | "Peoria" | 8 | Peoria | Peoria, IL | PEORIA IL | IL | 982 | 6148 | Peoria | IL | ILPEORIA.txt
| 238 | "Virginia" | VA | "Petersburg" | 12 | Petersburg | Petersburg, VA | NORFOLK VA | VA | 1422 | 3495 | Norfolk | VA | VANORFOL.txt
| 268 | "West_Virginia" | WV | "Petersburg" | 12 | Petersburg | Petersburg, WV | ELKINS WV | WV | 346 | 6120 | Elkins | WV | WVELKINS.txt
| 190 | "Pennsylvania" | PA | "Philadelphia" | 14 | Philadelphia | Philadelphia, PA | WILMINGTON DE | DE | 1046 | 4937 | Philadelphia | PA | PAPHILAD.txt
| 191 | "Pennsylvania" | PA | "Philadelphia" | 14 | Philadelphia | Philadelphia, PA | PHILADELPHIA PA | PA | 1101 | 4954 | Philadelphia | PA | PAPHILAD.txt
| 850 | "Arizona" | AZ | "Phoenix" | 9 | Phoenix | Phoenix, AZ | PHOENIX AZ | AZ | 4162 | 1350 | Phoenix | AZ | AZPHOENI.txt
| 851 | "Arizona" | AZ | "Phoenix" | 9 | Phoenix | Phoenix, AZ | PHOENIX AZ | AZ | 4162 | 1350 | Phoenix | AZ | AZPHOENI.txt
| 575 | "South_Dakota" | SD | "Pierre" | 8 | Pierre | Pierre, SD | RAPID CITY SD | SD | 611 | 7301 | Rapid City | SD | SDRAPCTY.txt
| 415 | "Kentucky" | KY | "Pikeville" | 11 | Pikeville | Pikeville, KY | CHARLESTON WV | WV | 1031 | 4646 | Charleston | WV | WVCHARLE.txt
| 416 | "Kentucky" | KY | "Pikeville" | 11 | Pikeville | Pikeville, KY | HUNTINGTON WV | WV | 1005 | 4665 | Charleston | WV | WVCHARLE.txt
| 716 | "Arkansas" | AR | "Pine Bluff" | 12 | Pine Bluff | Pine Bluff, AR | JACKSON MS | MS | 2215 | 2467 | Jackson | MS | MSJACKSO.txt
| 150 | "Pennsylvania" | PA | "Pittsburgh" | 12 | Pittsburgh | Pittsburgh, PA | PITTSBURGH PA | PA | 654 | 5968 | Pittsburgh | PA | PAPITTSB.txt
| 151 | "Pennsylvania" | PA | "Pittsburgh" | 12 | Pittsburgh | Pittsburgh, PA | PITTSBURGH PA | PA | 654 | 5968 | Pittsburgh | PA | PAPITTSB.txt
| 152 | "Pennsylvania" | PA | "Pittsburgh" | 12 | Pittsburgh | Pittsburgh, PA | PITTSBURGH PA | PA | 654 | 5968 | Pittsburgh | PA | PAPITTSB.txt
| 012 | "Massachusetts" | MA | "Pittsfield" | 12 | Pittsfield | Pittsfield, MA | ALBANY NY | NY | 507 | 6894 | Albany | NY | NYALBANY.txt
| 032 | "New_Hampshire" | NH | "Pittsfield" | 12 | Pittsfield | Pittsfield, NH | CONCORD NH | NH | 328 | 7554 | Concord | NH | NHCONCOR.txt
| 538 | "Wisconsin" | WI | "Platteville" | 13 | Platteville | Platteville, WI | WATERLOO IA | IA | 702 | 7406 | Madison | WI | WIMADISO.txt
| 129 | "New_York" | NY | "Plattsburgh" | 13 | Plattsburgh | Plattsburgh, NY | BURLINGTON VT | VT | 388 | 7771 | Burlington | VT | VTBURLIN.txt
| 832 | "Idaho" | ID | "Pocatello" | 11 | Pocatello | Pocatello, ID | POCATELLO ID | ID | 421 | 7180 | Pocatello | ID | IDPOCATE.txt
| 957 | "California" | CA | "Pollock Pines" | 15 | Pollock Pines | Pollock Pines, CA | RENO NV | NV | 508 | 5674 | Reno | NV | NVRENO.txt
| 746 | "Oklahoma" | OK | "Ponca City" | 12 | Ponca City | Ponca City, OK | TULSA OK | OK | 2017 | 3691 | Tulsa | OK | OKTULSA.txt
| 639 | "Missouri" | MO | "Poplar Bluff" | 14 | Poplar Bluff | Poplar Bluff, MO | SPRINGFIELD MO | MO | 1320 | 4638 | Springfield | MO | MOSPRING.txt
| 539 | "Wisconsin" | WI | "Portage" | 9 | Portage | Portage, WI | MADISON WI | WI | 485 | 7673 | Madison | WI | WIMADISO.txt
| 040 | "Maine" | ME | "Portland" | 10 | Portland | Portland, ME | PORTLAND ME | ME | 268 | 7378 | Portland | ME | MEPORTLA.txt
| 041 | "Maine" | ME | "Portland" | 10 | Portland | Portland, ME | PORTLAND ME | ME | 268 | 7378 | Portland | ME | MEPORTLA.txt
| 971 | "Oregon" | OR | "Portland" | 10 | Portland | Portland, OR | PORTLAND OR | OR | 371 | 4522 | Portland | OR | ORPORTLA.txt
| 972 | "Oregon" | OR | "Portland" | 10 | Portland | Portland, OR | PORTLAND OR | OR | 371 | 4522 | Portland | OR | ORPORTLA.txt
| 038 | "New_Hampshire" | NH | "Portsmouth" | 12 | Portsmouth | Portsmouth, NH | PORTLAND ME | ME | 268 | 7378 | Portland | ME | MEPORTLA.txt
| 237 | "Virginia" | VA | "Portsmouth" | 12 | Portsmouth | Portsmouth, VA | NORFOLK VA | VA | 1422 | 3495 | Norfolk | VA | VANORFOL.txt
| 749 | "Oklahoma" | OK | "Poteau" | 8 | Poteau | Poteau, OK | FORT SMITH AR | AR | 1894 | 3478 | Fort Smith | AR | ARFTSMIT.txt
| 179 | "Pennsylvania" | PA | "Pottsville" | 12 | Pottsville | Pottsville, PA | ALLENTOWN PA | PA | 773 | 5785 | Allentown | PA | PAALLENT.txt
| 125 | "New_York" | NY | "Poughkeepsie" | 14 | Poughkeepsie | Poughkeepsie, NY | HARTFORD CT | CT | 677 | 6151 | Hartford-Springfield | CT | CTHARTFO.txt
| 126 | "New_York" | NY | "Poughkeepsie" | 14 | Poughkeepsie | Poughkeepsie, NY | BRIDGEPORT CT | CT | 724 | 5537 | Bridgeport | CT | CTBRIDGE.txt
| 863 | "Arizona" | AZ | "Prescott" | 10 | Prescott | Prescott, AZ | FLAGSTAFF AZ | AZ | 145 | 7131 | Flagstaff | AZ | AZFLAGST.txt
| 028 | "Rhode_Island" | RI | "Providence" | 12 | Providence | Providence, RI | WORCESTER MA | MA | 333 | 6979 | Rhode Island | RI | RIPROVID.txt
| 029 | "Rhode_Island" | RI | "Providence" | 12 | Providence | Providence, RI | PROVIDENCE RI | RI | 606 | 5884 | Rhode Island | RI | RIPROVID.txt
| 846 | "Utah" | UT | "Provo" | 7 | Provo | Provo, UT | SALT LAKE CITY UT | UT | 1047 | 5765 | Salt Lake City | UT | UTSALTLK.txt
| 810 | "Colorado" | CO | "Pueblo" | 8 | Pueblo | Pueblo, CO | PUEBLO CO | CO | 973 | 5413 | Pueblo | CO | COPUEBLO.txt
| 243 | "Virginia" | VA | "Pulaski" | 9 | Pulaski | Pulaski, VA | ROANOKE VA | VA | 1052 | 4360 | Roanoke | VA | VAROANOK.txt
| 111 | "New_York" | NY | "Queens" | 8 | Queens | Queens, NY | NEW YORK (LAGUARDIA AP) NY | NY | 1052 | 4910 | New York City | NY | NYNEWYOR.txt
| 623 | "Illinois" | IL | "Quincy" | 8 | Quincy | Quincy, IL | SPRINGFIELD IL | IL | 1141 | 5688 | Springfield | IL | ILSPRING.txt
| 534 | "Wisconsin" | WI | "Racine" | 8 | Racine | Racine, WI | MILWAUKEE WI | WI | 479 | 7324 | Milwaukee | WI | WIMILWAU.txt
| 275 | "North_Carolina" | NC | "Raleigh" | 9 | Raleigh | Raleigh, NC | RALEIGH NC | NC | 1417 | 3457 | Raleigh Durham | NC | NCRALEIG.txt
| 276 | "North_Carolina" | NC | "Raleigh" | 9 | Raleigh | Raleigh, NC | RALEIGH NC | NC | 1417 | 3457 | Raleigh Durham | NC | NCRALEIG.txt
| 577 | "South_Dakota" | SD | "Rapid City" | 12 | Rapid City | Rapid City, SD | RAPID CITY SD | SD | 611 | 7301 | Rapid City | SD | SDRAPCTY.txt
| 823 | "Wyoming" | WY | "Rawlins" | 9 | Rawlins | Rawlins, WY | CHEYENNE WY | WY | 285 | 7326 | Cheyenne | WY | WYCHEYEN.txt
| 195 | "Pennsylvania" | PA | "Reading" | 9 | Reading | Reading, PA | ALLENTOWN PA | PA | 773 | 5785 | Allentown | PA | PAALLENT.txt
| 196 | "Pennsylvania" | PA | "Reading" | 9 | Reading | Reading, PA | ALLENTOWN PA | PA | 773 | 5785 | Allentown | PA | PAALLENT.txt
| 077 | "New_Jersey" | NJ | "Red Bank" | 10 | Red Bank | Red Bank, NJ | NEWARK NJ | NJ | 1201 | 4888 | Newark | NJ | NJNEWARK.txt
| 960 | "California" | CA | "Redding" | 9 | Redding | Redding, CA | REDDING CA | CA | 1797 | 2855 | Sacramento | CA | CASACRAM.txt
| 894 | "Nevada" | NV | "Reno" | 6 | Reno | Reno, NV | RENO NV | NV | 508 | 5674 | Reno | NV | NVRENO.txt
| 895 | "Nevada" | NV | "Reno" | 6 | Reno | Reno, NV | RENO NV | NV | 508 | 5674 | Reno | NV | NVRENO.txt
| 896 | "Nevada" | NV | "Reno" | 6 | Reno | Reno, NV | RENO NV | NV | 508 | 5674 | Reno | NV | NVRENO.txt
| 545 | "Wisconsin" | WI | "Rhinelander" | 13 | Rhinelander | Rhinelander, WI | HOUGHTON LAKE MI | MI | 256 | 8218 | Green Bay | WI | WIGREBAY.txt
| 993 | "Washington" | WA | "Richland" | 10 | Richland | Richland, WA | PENDLETON OR | OR | 701 | 5294 | Yakima | WA | WAYAKIMA.txt
| 948 | "California" | CA | "Richmond" | 10 | Richmond | Richmond, CA | SAN FRANCISCO AP CA | CA | 145 | 3016 | San Jose | CA | CASANJOS.txt
| 230 | "Virginia" | VA | "Richmond" | 10 | Richmond | Richmond, VA | RICHMOND VA | VA | 1348 | 3963 | Richmond | VA | VARICHMO.txt
| 231 | "Virginia" | VA | "Richmond" | 10 | Richmond | Richmond, VA | RICHMOND VA | VA | 1348 | 3963 | Richmond | VA | VARICHMO.txt
| 232 | "Virginia" | VA | "Richmond" | 10 | Richmond | Richmond, VA | RICHMOND VA | VA | 1348 | 3963 | Richmond | VA | VARICHMO.txt
| 540 | "Wisconsin" | WI | "River Falls" | 13 | River Falls | River Falls, WI | MINNEAPOLIS-ST.PAUL MN | MN | 682 | 7981 | Minneapolis St. Paul | MN | MNMINPLS.txt
| 119 | "New_York" | NY | "Riverhead" | 11 | Riverhead | Riverhead, NY | BRIDGEPORT CT | CT | 724 | 5537 | Bridgeport | CT | CTBRIDGE.txt
| 925 | "California" | CA | "Riverside" | 11 | Riverside | Riverside, CA | LOS ANGELES C.O. CA | CA | 1537 | 1154 | Los Angeles | CA | CALOSANG.txt
| 825 | "Wyoming" | WY | "Riverton" | 10 | Riverton | Riverton, WY | LANDER WY | WY | 479 | 7889 | Casper | WY | WYCASPER.txt
| 240 | "Virginia" | VA | "Roanoke" | 9 | Roanoke | Roanoke, VA | ROANOKE VA | VA | 1052 | 4360 | Roanoke | VA | VAROANOK.txt
| 241 | "Virginia" | VA | "Roanoke" | 9 | Roanoke | Roanoke, VA | ROANOKE VA | VA | 1052 | 4360 | Roanoke | VA | VAROANOK.txt
| 559 | "Minnesota" | MN | "Rochester" | 11 | Rochester | Rochester, MN | ROCHESTER MN | MN | 472 | 8250 | Minneapolis St. Paul | MN | MNMINPLS.txt
| 144 | "New_York" | NY | "Rochester" | 11 | Rochester | Rochester, NY | BUFFALO NY | NY | 477 | 6747 | Buffalo | NY | NTBUFFAL.txt
| 145 | "New_York" | NY | "Rochester" | 11 | Rochester | Rochester, NY | BUFFALO NY | NY | 477 | 6747 | Buffalo | NY | NTBUFFAL.txt
| 146 | "New_York" | NY | "Rochester" | 11 | Rochester | Rochester, NY | ROCHESTER NY | NY | 425 | 6734 | Rochester | NY | NYROCHES.txt
| 612 | "Illinois" | IL | "Rock Island" | 13 | Rock Island | Rock Island, IL | MOLINE IL | IL | 911 | 6474 | Peoria | IL | ILPEORIA.txt
| 829 | "Wyoming" | WY | "Rock Springs" | 14 | Rock Springs | Rock Springs, WY | LANDER WY | WY | 479 | 7889 | Casper | WY | WYCASPER.txt
| 297 | "South_Carolina" | SC | "Rock_Hill" | 11 | Rock_Hill | Rock_Hill, SC | COLUMBIA SC | SC | 1966 | 2649 | Columbia | SC | SCCOLMBA.txt
| 610 | "Illinois" | IL | "Rockford" | 10 | Rockford | Rockford, IL | ROCKFORD IL | IL | 702 | 6969 | Rockford | IL | ILROCKFO.txt
| 611 | "Illinois" | IL | "Rockford" | 10 | Rockford | Rockford, IL | ROCKFORD IL | IL | 702 | 6969 | Rockford | IL | ILROCKFO.txt
| 048 | "Maine" | ME | "Rockland" | 10 | Rockland | Rockland, ME | PORTLAND ME | ME | 268 | 7378 | Portland | ME | MEPORTLA.txt
| 208 | "Maryland" | MD | "Rockville" | 11 | Rockville | Rockville, MD | BALTIMORE MD | MD | 1137 | 4707 | Baltimore | MD | MDBALTIM.txt
| 278 | "North_Carolina" | NC | "Rocky Mount" | 13 | Rocky Mount | Rocky Mount, NC | RALEIGH NC | NC | 1417 | 3457 | Raleigh Durham | NC | NCRALEIG.txt
| 654 | "Missouri" | MO | "Rolla" | 7 | Rolla | Rolla, MO | SPRINGFIELD MO | MO | 1320 | 4638 | Springfield | MO | MOSPRING.txt
| 655 | "Missouri" | MO | "Rolla" | 7 | Rolla | Rolla, MO | SPRINGFIELD MO | MO | 1320 | 4638 | Springfield | MO | MOSPRING.txt
| 882 | "New_Mexico" | NM | "Roswell" | 9 | Roswell | Roswell, NM | ROSWELL NM | NM | 1776 | 3267 | Lubbock | TX | TXLUBBOC.txt
| 480 | "Michigan" | MI | "Royal Oak" | 11 | Royal Oak | Royal Oak, MI | DETROIT MI | MI | 626 | 6569 | Detroit | MI | MIDETROI.txt
| 728 | "Arkansas" | AR | "Russellville" | 14 | Russellville | Russellville, AR | FORT SMITH AR | AR | 1894 | 3478 | Fort Smith | AR | ARFTSMIT.txt
| 422 | "Kentucky" | KY | "Russellville" | 14 | Russellville | Russellville, KY | LOUISVILLE KY | KY | 1288 | 4514 | Louisville | KY | KYLOUISV.txt
| 057 | "Vermont" | VT | "Rutland" | 9 | Rutland | Rutland, VT | ALBANY NY | NY | 507 | 6894 | Albany | NY | NYALBANY.txt
| 958 | "California" | CA | "Sacramento" | 12 | Sacramento | Sacramento, CA | SACRAMENTO CA | CA | 1237 | 2749 | Sacramento | CA | CASACRAM.txt
| 942 | "California" | CA | "Sacramento/Placerville" | 24 | Sacramento/Placerville | Sacramento/Placerville, CA | SAN FRANCISCO AP CA | CA | 145 | 3016 | Sacramento | CA | CASACRAM.txt
| 956 | "California" | CA | "Sacramento/Placerville" | 24 | Sacramento/Placerville | Sacramento/Placerville, CA | SACRAMENTO CA | CA | 1237 | 2749 | Sacramento | CA | CASACRAM.txt
| 486 | "Michigan" | MI | "Saginaw" | 9 | Saginaw | Saginaw, MI | LANSING MI | MI | 490 | 7101 | Lansing | MI | MILANSIN.txt
| 487 | "Michigan" | MI | "Saginaw" | 9 | Saginaw | Saginaw, MI | FLINT MI | MI | 483 | 6979 | Flint | MI | MIFLINT.txt
| 633 | "Missouri" | MO | "Saint Charles" | 15 | Saint Charles | Saint Charles, MO | ST. LOUIS MO | MO | 1534 | 4758 | St Louis | MO | MOSTLOUI.txt
| 563 | "Minnesota" | MN | "Saint Cloud" | 13 | Saint Cloud | Saint Cloud, MN | SAINT CLOUD MN | MN | 415 | 8928 | Minneapolis St. Paul | MN | MNMINPLS.txt
| 644 | "Missouri" | MO | "Saint Joseph" | 14 | Saint Joseph | Saint Joseph, MO | TOPEKA KS | KS | 1304 | 5265 | Topeka | KS | KSTOPEKA.txt
| 645 | "Missouri" | MO | "Saint Joseph" | 14 | Saint Joseph | Saint Joseph, MO | KANSAS CITY MO | MO | 1288 | 5393 | Kansas City | MO | MOKANCTY.txt
| 630 | "Missouri" | MO | "Saint Louis" | 13 | Saint Louis | Saint Louis, MO | ST. LOUIS MO | MO | 1534 | 4758 | St Louis | MO | MOSTLOUI.txt
| 631 | "Missouri" | MO | "Saint Louis" | 13 | Saint Louis | Saint Louis, MO | ST. LOUIS MO | MO | 1534 | 4758 | St Louis | MO | MOSTLOUI.txt
| 632 | "Missouri" | MO | "Saint Louis" | 13 | Saint Louis | Saint Louis, MO | ST. LOUIS MO | MO | 1534 | 4758 | St Louis | MO | MOSTLOUI.txt
| 550 | "Minnesota" | MN | "Saint Paul" | 12 | Saint Paul | Saint Paul, MN | MINNEAPOLIS-ST.PAUL MN | MN | 682 | 7981 | Minneapolis St. Paul | MN | MNMINPLS.txt
| 551 | "Minnesota" | MN | "Saint Paul" | 12 | Saint Paul | Saint Paul, MN | MINNEAPOLIS-ST.PAUL MN | MN | 682 | 7981 | Minneapolis St. Paul | MN | MNMINPLS.txt
| 973 | "Oregon" | OR | "Salem" | 7 | Salem | Salem, OR | SALEM OR | OR | 247 | 4927 | Salem | OR | ORSALEM.txt
| 812 | "Colorado" | CO | "Salida" | 8 | Salida | Salida, CO | ALAMOSA CO | CO | 62 | 8749 | Pueblo | CO | COPUEBLO.txt
| 674 | "Kansas" | KS | "Salina" | 8 | Salina | Salina, KS | TOPEKA KS | KS | 1304 | 5265 | Topeka | KS | KSTOPEKA.txt
| 218 | "Maryland" | MD | "Salisbury" | 11 | Salisbury | Salisbury, MD | WALLOPS ISLAND VA | VA | 1096 | 4261 | Richmond | VA | VARICHMO.txt
| 841 | "Utah" | UT | "Salt Lake City" | 16 | Salt Lake City | Salt Lake City, UT | SALT LAKE CITY UT | UT | 1047 | 5765 | Salt Lake City | UT | UTSALTLK.txt
| 840 | "Utah" | UT | "Salt Lake City/Heber City" | 27 | Salt Lake City/Heber City | Salt Lake City/Heber City, UT | SALT LAKE CITY UT | UT | 1047 | 5765 | Salt Lake City | UT | UTSALTLK.txt
| 769 | "Texas" | TX | "San Angelo" | 12 | San Angelo | San Angelo, TX | SAN ANGELO TX | TX | 2400 | 2414 | San Angelo | TX | TXSANANG.txt
| 781 | "Texas" | TX | "San Antonio" | 13 | San Antonio | San Antonio, TX | AUSTIN TX | TX | 3016 | 1688 | San Antonio | TX | TXSANANT.txt
| 782 | "Texas" | TX | "San Antonio" | 13 | San Antonio | San Antonio, TX | SAN ANTONIO TX | TX | 2996 | 1644 | San Antonio | TX | TXSANANT.txt
| 923 | "California" | CA | "San Bern./Victorville/Redlands" | 32 | San Bern./Victorville/Redlands | San Bern./Victorville/Redlands, CA | LAS VEGAS NV | NV | 3201 | 2407 | Las Vegas | NV | NVLASVEG.txt
| 924 | "California" | CA | "San Bernardino" | 16 | San Bernardino | San Bernardino, CA | LOS ANGELES C.O. CA | CA | 1537 | 1154 | Los Angeles | CA | CALOSANG.txt
| 919 | "California" | CA | "San Diego" | 11 | San Diego | San Diego, CA | SAN DIEGO CA | CA | 984 | 1256 | San Diego | CA | CASANDIE.txt
| 920 | "California" | CA | "San Diego" | 11 | San Diego | San Diego, CA | LONG BEACH CA | CA | 1201 | 1430 | San Diego | CA | CASANDIE.txt
| 921 | "California" | CA | "San Diego" | 11 | San Diego | San Diego, CA | SAN DIEGO CA | CA | 984 | 1256 | San Diego | CA | CASANDIE.txt
| 941 | "California" | CA | "San Francisco" | 15 | San Francisco | San Francisco, CA | SAN FRANCISCO C.O. CA | CA | 65 | 3005 | San Francisco | CA | CASANFRA.txt
| 951 | "California" | CA | "San Jose" | 10 | San Jose | San Jose, CA | SAN FRANCISCO AP CA | CA | 145 | 3016 | San Jose | CA | CASANJOS.txt
| 009 | "Puerto_Rico" | PR | "San Juan" | 10 | San Juan | San Juan, PR | SAN JUAN PR | PR | 5558 | 0 | San Juan Puerto Rico | PR | XXSANJUA.txt
| 934 | "California" | CA | "San Luis Obispo" | 17 | San Luis Obispo | San Luis Obispo, CA | SANTA MARIA CA | CA | 169 | 2984 | Fresno | CA | CAFRESNO.txt
| 944 | "California" | CA | "San Mateo" | 11 | San Mateo | San Mateo, CA | SAN FRANCISCO AP CA | CA | 145 | 3016 | San Jose | CA | CASANJOS.txt
| 907 | "California" | CA | "San Pedro" | 11 | San Pedro | San Pedro, CA | LONG BEACH CA | CA | 1201 | 1430 | Los Angeles | CA | CALOSANG.txt
| 949 | "California" | CA | "San Rafael" | 12 | San Rafael | San Rafael, CA | SAN FRANCISCO AP CA | CA | 145 | 3016 | San Jose | CA | CASANJOS.txt
| 926 | "California" | CA | "Santa Ana" | 11 | Santa Ana | Santa Ana, CA | LONG BEACH CA | CA | 1201 | 1430 | Los Angeles | CA | CALOSANG.txt
| 927 | "California" | CA | "Santa Ana" | 11 | Santa Ana | Santa Ana, CA | LONG BEACH CA | CA | 1201 | 1430 | Los Angeles | CA | CALOSANG.txt
| 931 | "California" | CA | "Santa Barbara" | 15 | Santa Barbara | Santa Barbara, CA | SANTA BARBARA CA | CA | 289 | 2438 | Los Angeles | CA | CALOSANG.txt
| 875 | "New_Mexico" | NM | "Santa Fe" | 10 | Santa Fe | Santa Fe, NM | ALBUQUERQUE NM | NM | 1244 | 4425 | Santa Fe | NM | NMSANTAF.txt
| 904 | "California" | CA | "Santa Monica" | 14 | Santa Monica | Santa Monica, CA | LOS ANGELES AP CA | CA | 727 | 1458 | Los Angeles | CA | CALOSANG.txt
| 954 | "California" | CA | "Santa Rosa" | 12 | Santa Rosa | Santa Rosa, CA | SACRAMENTO CA | CA | 1237 | 2749 | Sacramento | CA | CASACRAM.txt
| 313 | "Georgia" | GA | "Savannah" | 10 | Savannah | Savannah, GA | SAVANNAH GA | GA | 2365 | 1847 | Savannah | GA | GASAVANN.txt
| 314 | "Georgia" | GA | "Savannah" | 10 | Savannah | Savannah, GA | SAVANNAH GA | GA | 2365 | 1847 | Savannah | GA | GASAVANN.txt
| 123 | "New_York" | NY | "Schenectady" | 13 | Schenectady | Schenectady, NY | ALBANY NY | NY | 507 | 6894 | Albany | NY | NYALBANY.txt
| 184 | "Pennsylvania" | PA | "Scranton" | 10 | Scranton | Scranton, PA | AVOCA PA | PA | 539 | 6291 | Wilkes-Barre | PA | PAWILKES.txt
| 185 | "Pennsylvania" | PA | "Scranton" | 10 | Scranton | Scranton, PA | AVOCA PA | PA | 539 | 6291 | Wilkes-Barre | PA | PAWILKES.txt
| 980 | "Washington" | WA | "Seattle" | 9 | Seattle | Seattle, WA | SEATTLE C.O. WA | WA | 167 | 4611 | Seattle | WA | WASEATTL.txt
| 981 | "Washington" | WA | "Seattle" | 9 | Seattle | Seattle, WA | SEATTLE C.O. WA | WA | 167 | 4611 | Seattle | WA | WASEATTL.txt
| 653 | "Missouri" | MO | "Sedalia" | 9 | Sedalia | Sedalia, MO | COLUMBIA MO | MO | 1189 | 5212 | St Louis | MO | MOSTLOUI.txt
| 367 | "Alabama" | AL | "Selma" | 7 | Selma | Selma, AL | MONTGOMERY AL | AL | 2212 | 2224 | Montgomery | AL | ALMONTGO.txt
| 748 | "Oklahoma" | OK | "Shawnee" | 9 | Shawnee | Shawnee, OK | WICHITA FALLS TX | TX | 2340 | 3042 | Wichita Falls | TX | TXWICHFA.txt
| 662 | "Kansas" | KS | "Shawnee/Mission" | 17 | Shawnee/Mission | Shawnee/Mission, KS | KANSAS CITY MO | MO | 1288 | 5393 | Kansas City | MO | MOKANCTY.txt
| 512 | "Iowa" | IA | "Sheldon" | 9 | Sheldon | Sheldon, IA | SIOUX FALLS SD | SD | 744 | 7809 | Sioux Falls | SD | SDSIOFAL.txt
| 516 | "Iowa" | IA | "Shenandoah" | 12 | Shenandoah | Shenandoah, IA | OMAHA (NORTH) NE | NE | 1037 | 6413 | Omaha | NE | NEOMAHA.txt
| 828 | "Wyoming" | WY | "Sheridan" | 10 | Sheridan | Sheridan, WY | SHERIDAN WY | WY | 439 | 7804 | Casper | WY | WYCASPER.txt
| 859 | "Arizona" | AZ | "Show Low" | 10 | Show Low | Show Low, AZ | ALBUQUERQUE NM | NM | 1244 | 4425 | Albuquerque | NM | NMALBUQU.txt
| 710 | "Louisiana" | LA | "Shreveport" | 12 | Shreveport | Shreveport, LA | SHREVEPORT LA | LA | 2368 | 2264 | Shreveport | LA | LASHREVE.txt
| 711 | "Louisiana" | LA | "Shreveport" | 12 | Shreveport | Shreveport, LA | SHREVEPORT LA | LA | 2368 | 2264 | Shreveport | LA | LASHREVE.txt
| 856 | "Arizona" | AZ | "Sierra Vista/Nogales" | 22 | Sierra Vista/Nogales | Sierra Vista/Nogales, AZ | TUCSON AZ | AZ | 2954 | 1678 | Tucson | AZ | AZTUCSON.txt
| 638 | "Missouri" | MO | "Sikeston" | 10 | Sikeston | Sikeston, MO | EVANSVILLE IN | IN | 1376 | 4708 | Evansville | IN | INEVANSV.txt
| 209 | "Maryland" | MD | "Silver Spring" | 15 | Silver Spring | Silver Spring, MD | WASHINGTON NAT'L AP DC | DC | 1549 | 4047 | Washington | MD | MDWASHDC.txt
| 510 | "Iowa" | IA | "Sioux City" | 12 | Sioux City | Sioux City, IA | SIOUX CITY IA | IA | 907 | 6893 | Sioux City | IA | IASIOCTY.txt
| 511 | "Iowa" | IA | "Sioux City" | 12 | Sioux City | Sioux City, IA | SIOUX CITY IA | IA | 907 | 6893 | Sioux City | IA | IASIOCTY.txt
| 570 | "South_Dakota" | SD | "Sioux Falls" | 13 | Sioux Falls | Sioux Falls, SD | SIOUX FALLS SD | SD | 744 | 7809 | Sioux Falls | SD | SDSIOFAL.txt
| 571 | "South_Dakota" | SD | "Sioux Falls" | 13 | Sioux Falls | Sioux Falls, SD | SIOUX FALLS SD | SD | 744 | 7809 | Sioux Falls | SD | SDSIOFAL.txt
| 940 | "California" | CA | "So. San Francisco" | 19 | So. San Francisco | So. San Francisco, CA | SAN FRANCISCO C.O. CA | CA | 65 | 3005 | San Francisco | CA | CASANFRA.txt
| 878 | "New_Mexico" | NM | "Socorro" | 9 | Socorro | Socorro, NM | ALBUQUERQUE NM | NM | 1244 | 4425 | Albuquerque | NM | NMALBUQU.txt
| 425 | "Kentucky" | KY | "Somerset" | 10 | Somerset | Somerset, KY | LEXINGTON KY | KY | 1140 | 4783 | Lexington | KY | KYLEXING.txt
| 426 | "Kentucky" | KY | "Somerset" | 10 | Somerset | Somerset, KY | LEXINGTON KY | KY | 1140 | 4783 | Lexington | KY | KYLEXING.txt
| 155 | "Pennsylvania" | PA | "Somerset" | 10 | Somerset | Somerset, PA | PITTSBURGH PA | PA | 654 | 5968 | Pittsburgh | PA | PAPITTSB.txt
| 465 | "Indiana" | IN | "South Bend" | 12 | South Bend | South Bend, IN | FORT WAYNE IN | IN | 824 | 6273 | South Bend | IN | INSOBEND.txt
| 466 | "Indiana" | IN | "South Bend" | 12 | South Bend | South Bend, IN | SOUTH BEND IN | IN | 728 | 6331 | South Bend | IN | INSOBEND.txt
| 604 | "Illinois" | IL | "South Chicago Sub." | 20 | South Chicago Sub. | South Chicago Sub., IL | CHICAGO IL | IL | 752 | 6536 | Chicago | IL | ILCHICAG.txt
| 605 | "Illinois" | IL | "South Chicago Sub." | 20 | South Chicago Sub. | South Chicago Sub., IL | CHICAGO IL | IL | 752 | 6536 | Chicago | IL | ILCHICAG.txt
| 082 | "New_Jersey" | NJ | "South Jersey" | 14 | South Jersey | South Jersey, NJ | ATLANTIC CITY AP NJ | NJ | 826 | 5169 | Atlantic City | NJ | NJATLCTY.txt
| 083 | "New_Jersey" | NJ | "South Jersey" | 14 | South Jersey | South Jersey, NJ | WILMINGTON DE | DE | 1046 | 4937 | Wilmington | DE | DEWILMIN.txt
| 845 | "Utah" | UT | "Southeast Utah/Green River" | 28 | Southeast Utah/Green River | Southeast Utah/Green River, UT | GRAND JUNCTION CO | CO | 1183 | 5548 | Grand Junction | CO | COGRNDJU.txt
| 193 | "Pennsylvania" | PA | "Southeastern" | 14 | Southeastern | Southeastern, PA | WILMINGTON DE | DE | 1046 | 4937 | Wilmington | DE | DEWILMIN.txt
| 194 | "Pennsylvania" | PA | "Southeastern" | 14 | Southeastern | Southeastern, PA | WILMINGTON DE | DE | 1046 | 4937 | Wilmington | DE | DEWILMIN.txt
| 847 | "Utah" | UT | "Southwest Utah/Cedar City" | 27 | Southwest Utah/Cedar City | Southwest Utah/Cedar City, UT | MILFORD UT | UT | 647 | 6511 | Grand Junction | CO | COGRNDJU.txt
| 293 | "South_Carolina" | SC | "Spartanburg" | 13 | Spartanburg | Spartanburg, SC | GREENVILLE-SPARTANBURG AP SC | SC | 1473 | 3272 | Charlotte | NC | NCCHARLO.txt
| 513 | "Iowa" | IA | "Spencer" | 9 | Spencer | Spencer, IA | SIOUX FALLS SD | SD | 744 | 7809 | Sioux Falls | SD | SDSIOFAL.txt
| 990 | "Washington" | WA | "Spokane" | 9 | Spokane | Spokane, WA | SPOKANE WA | WA | 398 | 6842 | Spokane | WA | WASPOKAN.txt
| 991 | "Washington" | WA | "Spokane" | 9 | Spokane | Spokane, WA | SPOKANE WA | WA | 398 | 6842 | Spokane | WA | WASPOKAN.txt
| 992 | "Washington" | WA | "Spokane" | 9 | Spokane | Spokane, WA | SPOKANE WA | WA | 398 | 6842 | Spokane | WA | WASPOKAN.txt
| 548 | "Wisconsin" | WI | "Spooner" | 9 | Spooner | Spooner, WI | SAINT CLOUD MN | MN | 415 | 8928 | Madison | WI | WIMADISO.txt
| 625 | "Illinois" | IL | "Springfield" | 13 | Springfield | Springfield, IL | SPRINGFIELD IL | IL | 1141 | 5688 | Springfield | IL | ILSPRING.txt
| 626 | "Illinois" | IL | "Springfield" | 13 | Springfield | Springfield, IL | SPRINGFIELD IL | IL | 1141 | 5688 | Springfield | IL | ILSPRING.txt
| 627 | "Illinois" | IL | "Springfield" | 13 | Springfield | Springfield, IL | SPRINGFIELD IL | IL | 1141 | 5688 | Springfield | IL | ILSPRING.txt
| 010 | "Massachusetts" | MA | "Springfield" | 13 | Springfield | Springfield, MA | WORCESTER MA | MA | 333 | 6979 | Hartford-Springfield | CT | CTHARTFO.txt
| 011 | "Massachusetts" | MA | "Springfield" | 13 | Springfield | Springfield, MA | HARTFORD CT | CT | 677 | 6151 | Hartford-Springfield | CT | CTHARTFO.txt
| 656 | "Missouri" | MO | "Springfield" | 13 | Springfield | Springfield, MO | SPRINGFIELD MO | MO | 1320 | 4638 | Springfield | MO | MOSPRING.txt
| 657 | "Missouri" | MO | "Springfield" | 13 | Springfield | Springfield, MO | SPRINGFIELD MO | MO | 1320 | 4638 | Springfield | MO | MOSPRING.txt
| 658 | "Missouri" | MO | "Springfield" | 13 | Springfield | Springfield, MO | SPRINGFIELD MO | MO | 1320 | 4638 | Springfield | MO | MOSPRING.txt
| 455 | "Ohio" | OH | "Springfield" | 13 | Springfield | Springfield, OH | DAYTON OH | OH | 886 | 5708 | Dayton | OH | OHDAYTON.txt
| 058 | "Vermont" | VT | "St. Johnsbury" | 15 | St. Johnsbury | St. Johnsbury, VT | BURLINGTON VT | VT | 388 | 7771 | Burlington | VT | VTBURLIN.txt
| 337 | "Florida" | FL | "St. Petersburg" | 16 | St. Petersburg | St. Petersburg, FL | TAMPA FL | FL | 3427 | 725 | Tampa St. Petersburg | FL | FLTAMPA.txt
| 068 | "Connecticut" | CT | "Stamford" | 10 | Stamford | Stamford, CT | BRIDGEPORT CT | CT | 724 | 5537 | Bridgeport | CT | CTBRIDGE.txt
| 069 | "Connecticut" | CT | "Stamford" | 10 | Stamford | Stamford, CT | BRIDGEPORT CT | CT | 724 | 5537 | Bridgeport | CT | CTBRIDGE.txt
| 168 | "Pennsylvania" | PA | "State College" | 15 | State College | State College, PA | WILLIAMSPORT PA | PA | 622 | 6087 | Harrisburg | PA | PAHARRIS.txt
| 103 | "New_York" | NY | "Staten Island" | 15 | Staten Island | Staten Island, NY | NEW YORK (LAGUARDIA AP) NY | NY | 1052 | 4910 | New York City | NY | NYNEWYOR.txt
| 244 | "Virginia" | VA | "Staunton" | 10 | Staunton | Staunton, VA | ROANOKE VA | VA | 1052 | 4360 | Roanoke | VA | VAROANOK.txt
| 764 | "Texas" | TX | "Stephenville" | 14 | Stephenville | Stephenville, TX | ABILENE TX | TX | 2451 | 2584 | Abilene | TX | TXABILEN.txt
| 952 | "California" | CA | "Stockton" | 10 | Stockton | Stockton, CA | STOCKTON CA | CA | 1470 | 2707 | Sacramento | CA | CASACRAM.txt
| 183 | "Pennsylvania" | PA | "Stroudsburg" | 13 | Stroudsburg | Stroudsburg, PA | ALLENTOWN PA | PA | 773 | 5785 | Allentown | PA | PAALLENT.txt
| 439 | "Ohio" | OH | "Stuebenville" | 14 | Stuebenville | Stuebenville, OH | PITTSBURGH PA | PA | 654 | 5968 | Pittsburgh | PA | PAPITTSB.txt
| 109 | "New_York" | NY | "Suffern" | 9 | Suffern | Suffern, NY | BRIDGEPORT CT | CT | 724 | 5537 | Bridgeport | CT | CTBRIDGE.txt
| 079 | "New_Jersey" | NJ | "Summit" | 8 | Summit | Summit, NJ | NEWARK NJ | NJ | 1201 | 4888 | Newark | NJ | NJNEWARK.txt
| 178 | "Pennsylvania" | PA | "Sunbury" | 9 | Sunbury | Sunbury, PA | WILLIAMSPORT PA | PA | 622 | 6087 | Harrisburg | PA | PAHARRIS.txt
| 961 | "California" | CA | "Susanville" | 12 | Susanville | Susanville, CA | WINNEMUCCA NV | NV | 538 | 6315 | Sacramento | CA | CASACRAM.txt
| 304 | "Georgia" | GA | "Swainsboro" | 12 | Swainsboro | Swainsboro, GA | SAVANNAH GA | GA | 2365 | 1847 | Savannah | GA | GASAVANN.txt
| 130 | "New_York" | NY | "Syracuse" | 10 | Syracuse | Syracuse, NY | SYRACUSE NY | NY | 438 | 6834 | Syracuse | NY | NYSYRACU.txt
| 131 | "New_York" | NY | "Syracuse" | 10 | Syracuse | Syracuse, NY | ROCHESTER NY | NY | 425 | 6734 | Syracuse | NY | NYSYRACU.txt
| 132 | "New_York" | NY | "Syracuse" | 10 | Syracuse | Syracuse, NY | SYRACUSE NY | NY | 438 | 6834 | Syracuse | NY | NYSYRACU.txt
| 983 | "Washington" | WA | "Tacoma" | 8 | Tacoma | Tacoma, WA | SEATTLE SEA-TAC AP WA | WA | 190 | 4908 | Seattle | WA | WASEATTL.txt
| 984 | "Washington" | WA | "Tacoma" | 8 | Tacoma | Tacoma, WA | SEATTLE SEA-TAC AP WA | WA | 190 | 4908 | Seattle | WA | WASEATTL.txt
| 323 | "Florida" | FL | "Tallahassee" | 13 | Tallahassee | Tallahassee, FL | TALLAHASSEE FL | FL | 2518 | 1705 | Tallahassee | FL | FLTALLAH.txt
| 335 | "Florida" | FL | "Tampa" | 7 | Tampa | Tampa, FL | TAMPA FL | FL | 3427 | 725 | Tampa St. Petersburg | FL | FLTAMPA.txt
| 336 | "Florida" | FL | "Tampa" | 7 | Tampa | Tampa, FL | TAMPA FL | FL | 3427 | 725 | Tampa St. Petersburg | FL | FLTAMPA.txt
| 246 | "Virginia" | VA | "Tazewell" | 10 | Tazewell | Tazewell, VA | ROANOKE VA | VA | 1052 | 4360 | Roanoke | VA | VAROANOK.txt
| 765 | "Texas" | TX | "Temple" | 8 | Temple | Temple, TX | WACO TX | TX | 2816 | 2179 | Waco | TX | TXWACO.txt
| 478 | "Indiana" | IN | "Terre Haute" | 13 | Terre Haute | Terre Haute, IN | INDIANAPOLIS IN | IN | 1014 | 5615 | Indianapolis | IN | ININDIAN.txt
| 755 | "Texas" | TX | "Texarkana" | 11 | Texarkana | Texarkana, TX | SHREVEPORT LA | LA | 2368 | 2264 | Shreveport | LA | LASHREVE.txt
| 703 | "Louisiana" | LA | "Thibodaux" | 11 | Thibodaux | Thibodaux, LA | NEW ORLEANS LA | LA | 2655 | 1513 | New Orleans | LA | LANEWORL.txt
| 567 | "Minnesota" | MN | "Thief River Falls" | 19 | Thief River Falls | Thief River Falls, MN | FARGO ND | ND | 537 | 9254 | Fargo | ND | NDFARGO.txt
| 327 | "Florida" | FL | "Titusville" | 12 | Titusville | Titusville, FL | DAYTONA BEACH FL | FL | 2919 | 909 | Daytona Beach | FL | FLDAYTNA.txt
| 436 | "Ohio" | OH | "Toledo" | 8 | Toledo | Toledo, OH | TOLEDO OH | OH | 610 | 6579 | Toledo | OH | OHTOLEDO.txt
| 890 | "Nevada" | NV | "Tonopah" | 9 | Tonopah | Tonopah, NV | MILFORD UT | UT | 647 | 6511 | Las Vegas | NV | NVLASVEG.txt
| 664 | "Kansas" | KS | "Topeka" | 8 | Topeka | Topeka, KS | TOPEKA KS | KS | 1304 | 5265 | Topeka | KS | KSTOPEKA.txt
| 665 | "Kansas" | KS | "Topeka" | 8 | Topeka | Topeka, KS | TOPEKA KS | KS | 1304 | 5265 | Topeka | KS | KSTOPEKA.txt
| 666 | "Kansas" | KS | "Topeka" | 8 | Topeka | Topeka, KS | TOPEKA KS | KS | 1304 | 5265 | Topeka | KS | KSTOPEKA.txt
| 905 | "California" | CA | "Torrance" | 10 | Torrance | Torrance, CA | LONG BEACH CA | CA | 1201 | 1430 | Los Angeles | CA | CALOSANG.txt
| 496 | "Michigan" | MI | "Traverse City" | 15 | Traverse City | Traverse City, MI | ALPENA MI | MI | 231 | 8284 | Sault Ste Marie | MI | MISTEMAR.txt
| 085 | "New_Jersey" | NJ | "Trenton" | 9 | Trenton | Trenton, NJ | NEWARK NJ | NJ | 1201 | 4888 | Newark | NJ | NJNEWARK.txt
| 086 | "New_Jersey" | NJ | "Trenton" | 9 | Trenton | Trenton, NJ | NEWARK NJ | NJ | 1201 | 4888 | Newark | NJ | NJNEWARK.txt
| 879 | "New_Mexico" | NM | "Truth or Conseq." | 18 | Truth or Conseq. | Truth or Conseq., NM | EL PASO TX | TX | 2094 | 2708 | El Paso | TX | TXELPASO.txt
| 857 | "Arizona" | AZ | "Tucson" | 8 | Tucson | Tucson, AZ | TUCSON AZ | AZ | 2954 | 1678 | Tucson | AZ | AZTUCSON.txt
| 884 | "New_Mexico" | NM | "Tucumcari" | 11 | Tucumcari | Tucumcari, NM | CLAYTON NM | NM | 772 | 5064 | Amarillo | TX | TXAMARIL.txt
| 740 | "Oklahoma" | OK | "Tulsa" | 7 | Tulsa | Tulsa, OK | OKLAHOMA CITY OK | OK | 1859 | 3659 | Tulsa | OK | OKTULSA.txt
| 741 | "Oklahoma" | OK | "Tulsa" | 7 | Tulsa | Tulsa, OK | TULSA OK | OK | 2017 | 3691 | Tulsa | OK | OKTULSA.txt
| 388 | "Mississippi" | MS | "Tupelo" | 8 | Tupelo | Tupelo, MS | TUPELO MS | MS | 1908 | 3079 | Tupelo | MS | MSTUPELO.txt
| 354 | "Alabama" | AL | "Tuscaloosa" | 12 | Tuscaloosa | Tuscaloosa, AL | MERIDIAN MS | MS | 2138 | 2444 | Birmingham | AL | ALBIRMIN.txt
| 833 | "Idaho" | ID | "Twin Falls" | 12 | Twin Falls | Twin Falls, ID | POCATELLO ID | ID | 421 | 7180 | Pocatello | ID | IDPOCATE.txt
| 757 | "Texas" | TX | "Tyler" | 7 | Tyler | Tyler, TX | DALLAS-FORT WORTH TX | TX | 2603 | 2407 | Dallas Ft Worth | TX | TXDALLAS.txt
| 154 | "Pennsylvania" | PA | "Uniontown" | 11 | Uniontown | Uniontown, PA | PITTSBURGH PA | PA | 654 | 5968 | Pittsburgh | PA | PAPITTSB.txt
| 133 | "New_York" | NY | "Utica" | 7 | Utica | Utica, NY | BINGHAMTON NY | NY | 337 | 7273 | Wilkes-Barre | PA | PAWILKES.txt
| 134 | "New_York" | NY | "Utica" | 7 | Utica | Utica, NY | BINGHAMTON NY | NY | 337 | 7273 | Wilkes-Barre | PA | PAWILKES.txt
| 135 | "New_York" | NY | "Utica" | 7 | Utica | Utica, NY | SYRACUSE NY | NY | 438 | 6834 | Syracuse | NY | NYSYRACU.txt
| 788 | "Texas" | TX | "Uvalde" | 8 | Uvalde | Uvalde, TX | DEL RIO TX | TX | 3142 | 1506 | San Antonio | TX | TXSANANT.txt
| 316 | "Georgia" | GA | "Valdosta" | 10 | Valdosta | Valdosta, GA | TALLAHASSEE FL | FL | 2518 | 1705 | Tallahassee | FL | FLTALLAH.txt
| 692 | "Nebraska" | NE | "Valentine" | 11 | Valentine | Valentine, NE | VALENTINE NE | NE | 752 | 7282 | North Platte | NE | NENPLATT.txt
| 913 | "California" | CA | "Van Nuys" | 10 | Van Nuys | Van Nuys, CA | BAKERSFIELD CA | CA | 2365 | 2182 | Los Angeles | CA | CALOSANG.txt
| 914 | "California" | CA | "Van Nuys" | 10 | Van Nuys | Van Nuys, CA | LOS ANGELES C.O. CA | CA | 1537 | 1154 | Los Angeles | CA | CALOSANG.txt
| 986 | "Washington" | WA | "Vancouver" | 11 | Vancouver | Vancouver, WA | PORTLAND OR | OR | 371 | 4522 | Portland | OR | ORPORTLA.txt
| 930 | "California" | CA | "Ventura/Oxnard" | 16 | Ventura/Oxnard | Ventura/Oxnard, CA | BAKERSFIELD CA | CA | 2365 | 2182 | Los Angeles | CA | CALOSANG.txt
| 779 | "Texas" | TX | "Victoria" | 10 | Victoria | Victoria, TX | VICTORIA TX | TX | 3118 | 1296 | Corpus Christi | TX | TXCORPUS.txt
| 743 | "Oklahoma" | OK | "Vinita" | 8 | Vinita | Vinita, OK | TULSA OK | OK | 2017 | 3691 | Tulsa | OK | OKTULSA.txt
| 766 | "Texas" | TX | "Waco" | 6 | Waco | Waco, TX | WACO TX | TX | 2816 | 2179 | Waco | TX | TXWACO.txt
| 767 | "Texas" | TX | "Waco" | 6 | Waco | Waco, TX | WACO TX | TX | 2816 | 2179 | Waco | TX | TXWACO.txt
| 206 | "Maryland" | MD | "Waldorf" | 9 | Waldorf | Waldorf, MD | WASHINGTON NAT'L AP DC | DC | 1549 | 4047 | Washington | MD | MDWASHDC.txt
| 200 | "DC" | DC | "Washington" | 12 | Washington | Washington, DC | WASHINGTON NAT'L AP DC | DC | 1549 | 4047 | Washington | MD | MDWASHDC.txt
| 201 | "DC" | DC | "Washington" | 12 | Washington | Washington, DC | WASHINGTON NAT'L AP DC | DC | 1549 | 4047 | Washington | MD | MDWASHDC.txt
| 202 | "DC" | DC | "Washington" | 12 | Washington | Washington, DC | WASHINGTON NAT'L AP DC | DC | 1549 | 4047 | Washington | MD | MDWASHDC.txt
| 203 | "DC" | DC | "Washington" | 12 | Washington | Washington, DC | WASHINGTON NAT'L AP DC | DC | 1549 | 4047 | Washington | MD | MDWASHDC.txt
| 204 | "DC" | DC | "Washington" | 12 | Washington | Washington, DC | WASHINGTON NAT'L AP DC | DC | 1549 | 4047 | Washington | MD | MDWASHDC.txt
| 205 | "DC" | DC | "Washington" | 12 | Washington | Washington, DC | WASHINGTON NAT'L AP DC | DC | 1549 | 4047 | Washington | MD | MDWASHDC.txt
| 475 | "Indiana" | IN | "Washington" | 12 | Washington | Washington, IN | EVANSVILLE IN | IN | 1376 | 4708 | Evansville | IN | INEVANSV.txt
| 153 | "Pennsylvania" | PA | "Washington" | 12 | Washington | Washington, PA | PITTSBURGH PA | PA | 654 | 5968 | Pittsburgh | PA | PAPITTSB.txt
| 067 | "Connecticut" | CT | "Waterbury" | 11 | Waterbury | Waterbury, CT | HARTFORD CT | CT | 677 | 6151 | Hartford-Springfield | CT | CTHARTFO.txt
| 506 | "Iowa" | IA | "Waterloo" | 10 | Waterloo | Waterloo, IA | WATERLOO IA | IA | 702 | 7406 | Des Moines | IA | IADESMOI.txt
| 507 | "Iowa" | IA | "Waterloo" | 10 | Waterloo | Waterloo, IA | WATERLOO IA | IA | 702 | 7406 | Des Moines | IA | IADESMOI.txt
| 136 | "New_York" | NY | "Watertown" | 11 | Watertown | Watertown, NY | SYRACUSE NY | NY | 438 | 6834 | Syracuse | NY | NYSYRACU.txt
| 572 | "South_Dakota" | SD | "Watertown" | 11 | Watertown | Watertown, SD | FARGO ND | ND | 537 | 9254 | Fargo | ND | NDFARGO.txt
| 049 | "Maine" | ME | "Waterville" | 12 | Waterville | Waterville, ME | PORTLAND ME | ME | 268 | 7378 | Portland | ME | MEPORTLA.txt
| 544 | "Wisconsin" | WI | "Wausau" | 8 | Wausau | Wausau, WI | GREEN BAY WI | WI | 381 | 8089 | Green Bay | WI | WIGREBAY.txt
| 315 | "Georgia" | GA | "Waycross" | 10 | Waycross | Waycross, GA | SAVANNAH GA | GA | 2365 | 1847 | Savannah | GA | GASAVANN.txt
| 248 | "West_Virginia" | WV | "Welch" | 7 | Welch | Welch, WV | CHARLESTON WV | WV | 1031 | 4646 | Charleston | WV | WVCHARLE.txt
| 169 | "Pennsylvania" | PA | "Wellsboro" | 11 | Wellsboro | Wellsboro, PA | BINGHAMTON NY | NY | 337 | 7273 | Wilkes-Barre | PA | PAWILKES.txt
| 988 | "Washington" | WA | "Wenatchee" | 11 | Wenatchee | Wenatchee, WA | YAKIMA WA | WA | 458 | 5967 | Yakima | WA | WAYAKIMA.txt
| 723 | "Arkansas" | AR | "West Memphis" | 14 | West Memphis | West Memphis, AR | NORTH LITTLE ROCK AR | AR | 1916 | 3228 | Little Rock | AR | ARLIROCK.txt
| 334 | "Florida" | FL | "West Palm Beach" | 17 | West Palm Beach | West Palm Beach, FL | WEST PALM BEACH FL | FL | 3891 | 323 | West Palm Beach | FL | FLWPALMB.txt
| 105 | "New_York" | NY | "Westchester" | 13 | Westchester | Westchester, NY | BRIDGEPORT CT | CT | 724 | 5537 | Bridgeport | CT | CTBRIDGE.txt
| 822 | "Wyoming" | WY | "Wheatland" | 11 | Wheatland | Wheatland, WY | SCOTTSBLUFF NE | NE | 713 | 6729 | Cheyenne | WY | WYCHEYEN.txt
| 260 | "West_Virginia" | WV | "Wheeling" | 10 | Wheeling | Wheeling, WV | PITTSBURGH PA | PA | 654 | 5968 | Pittsburgh | PA | PAPITTSB.txt
| 106 | "New_York" | NY | "White Plains" | 14 | White Plains | White Plains, NY | BRIDGEPORT CT | CT | 724 | 5537 | Bridgeport | CT | CTBRIDGE.txt
| 050 | "Vermont" | VT | "White River Junction" | 22 | White River Junction | White River Junction, VT | BURLINGTON VT | VT | 388 | 7771 | Burlington | VT | VTBURLIN.txt
| 906 | "California" | CA | "Whittier" | 10 | Whittier | Whittier, CA | LONG BEACH CA | CA | 1201 | 1430 | Los Angeles | CA | CALOSANG.txt
| 763 | "Texas" | TX | "Wichita Falls" | 15 | Wichita Falls | Wichita Falls, TX | WICHITA FALLS TX | TX | 2340 | 3042 | Wichita Falls | TX | TXWICHFA.txt
| 670 | "Kansas" | KS | "Wichita" | 9 | Wichita | Wichita, KS | WICHITA KS | KS | 1628 | 4791 | Wichita | KS | KSWICHIT.txt
| 671 | "Kansas" | KS | "Wichita" | 9 | Wichita | Wichita, KS | WICHITA KS | KS | 1628 | 4791 | Wichita | KS | KSWICHIT.txt
| 672 | "Kansas" | KS | "Wichita" | 9 | Wichita | Wichita, KS | WICHITA KS | KS | 1628 | 4791 | Wichita | KS | KSWICHIT.txt
| 186 | "Pennsylvania" | PA | "Wilkes-Barre" | 14 | Wilkes-Barre | Wilkes-Barre, PA | AVOCA PA | PA | 539 | 6291 | Wilkes-Barre | PA | PAWILKES.txt
| 187 | "Pennsylvania" | PA | "Wilkes-Barre" | 14 | Wilkes-Barre | Wilkes-Barre, PA | AVOCA PA | PA | 539 | 6291 | Wilkes-Barre | PA | PAWILKES.txt
| 177 | "Pennsylvania" | PA | "Williamsport" | 14 | Williamsport | Williamsport, PA | WILLIAMSPORT PA | PA | 622 | 6087 | Harrisburg | PA | PAHARRIS.txt
| 062 | "Connecticut" | CT | "Willimantic" | 13 | Willimantic | Willimantic, CT | WORCESTER MA | MA | 333 | 6979 | Hartford-Springfield | CT | CTHARTFO.txt
| 588 | "North_Dakota" | ND | "Williston" | 11 | Williston | Williston, ND | WILLISTON ND | ND | 548 | 9090 | Bismarck | ND | NDBISMAR.txt
| 562 | "Minnesota" | MN | "Willmar" | 9 | Willmar | Willmar, MN | HURON SD | SD | 743 | 7923 | Minneapolis St. Paul | MN | MNMINPLS.txt
| 197 | "Delaware" | DE | "Wilmington" | 12 | Wilmington | Wilmington, DE | WILMINGTON DE | DE | 1046 | 4937 | Wilmington | DE | DEWILMIN.txt
| 198 | "Delaware" | DE | "Wilmington" | 12 | Wilmington | Wilmington, DE | WILMINGTON DE | DE | 1046 | 4937 | Wilmington | DE | DEWILMIN.txt
| 284 | "North_Carolina" | NC | "Wilmington" | 12 | Wilmington | Wilmington, NC | WILMINGTON NC | NC | 1926 | 2470 | Charlotte | NC | NCCHARLO.txt
| 226 | "Virginia" | VA | "Winchester" | 12 | Winchester | Winchester, VA | WASHINGTON DULLES AP DC | DC | 973 | 5006 | Washington | MD | MDWASHDC.txt
| 561 | "Minnesota" | MN | "Windom" | 8 | Windom | Windom, MN | SIOUX FALLS SD | SD | 744 | 7809 | Sioux Falls | SD | SDSIOFAL.txt
| 865 | "Arizona" | AZ | "Window Rock" | 13 | Window Rock | Window Rock, AZ | FLAGSTAFF AZ | AZ | 145 | 7131 | Flagstaff | AZ | AZFLAGST.txt
| 270 | "North_Carolina" | NC | "Winston-Salem" | 15 | Winston-Salem | Winston-Salem, NC | GREENSBORO-WNSTN-SALM-HGHPT NC | NC | 1253 | 3865 | Greensboro | NC | NCGRNSBO.txt
| 271 | "North_Carolina" | NC | "Winston-Salem" | 15 | Winston-Salem | Winston-Salem, NC | GREENSBORO-WNSTN-SALM-HGHPT NC | NC | 1253 | 3865 | Greensboro | NC | NCGRNSBO.txt
| 018 | "Massachusetts" | MA | "Woburn" | 8 | Woburn | Woburn, MA | WORCESTER MA | MA | 333 | 6979 | Boston | MA | MABOSTON.txt
| 592 | "Montana" | MT | "Wolf Point" | 12 | Wolf Point | Wolf Point, MT | GLASGOW MT | MT | 558 | 8745 | Great Falls | MT | MTGRFALL.txt
| 738 | "Oklahoma" | OK | "Woodward" | 10 | Woodward | Woodward, OK | AMARILLO TX | TX | 1354 | 4258 | Amarillo | TX | TXAMARIL.txt
| 014 | "Massachusetts" | MA | "Worcester" | 11 | Worcester | Worcester, MA | WORCESTER MA | MA | 333 | 6979 | Boston | MA | MABOSTON.txt
| 015 | "Massachusetts" | MA | "Worcester" | 11 | Worcester | Worcester, MA | WORCESTER MA | MA | 333 | 6979 | Boston | MA | MABOSTON.txt
| 016 | "Massachusetts" | MA | "Worcester" | 11 | Worcester | Worcester, MA | WORCESTER MA | MA | 333 | 6979 | Boston | MA | MABOSTON.txt
| 824 | "Wyoming" | WY | "Worland" | 9 | Worland | Worland, WY | LANDER WY | WY | 479 | 7889 | Casper | WY | WYCASPER.txt
| 989 | "Washington" | WA | "Yakima" | 8 | Yakima | Yakima, WA | YAKIMA WA | WA | 458 | 5967 | Yakima | WA | WAYAKIMA.txt
| 821 | "Wyoming" | WY | "Yellowstone Nat Pk" | 20 | Yellowstone Nat Pk | Yellowstone Nat Pk, WY | HELENA MT | MT | 386 | 8031 | Helena | MT | MTHELENA.txt
| 107 | "New_York" | NY | "Yonkers" | 9 | Yonkers | Yonkers, NY | NEW YORK (LAGUARDIA AP) NY | NY | 1052 | 4910 | New York City | NY | NYNEWYOR.txt
| 173 | "Pennsylvania" | PA | "York" | 6 | York | York, PA | HARRISBURG PA | PA | 962 | 5347 | Harrisburg | PA | PAHARRIS.txt
| 174 | "Pennsylvania" | PA | "York" | 6 | York | York, PA | HARRISBURG PA | PA | 962 | 5347 | Harrisburg | PA | PAHARRIS.txt
| 444 | "Ohio" | OH | "Youngstown" | 12 | Youngstown | Youngstown, OH | YOUNGSTOWN OH | OH | 497 | 6544 | Youngstown | OH | OHYOUNGS.txt
| 445 | "Ohio" | OH | "Youngstown" | 12 | Youngstown | Youngstown, OH | YOUNGSTOWN OH | OH | 497 | 6544 | Youngstown | OH | OHYOUNGS.txt
| 437 | "Ohio" | OH | "Zanesville" | 12 | Zanesville | Zanesville, OH | PITTSBURGH PA | PA | 654 | 5968 | Pittsburgh | PA | PAPITTSB.txt
| 438 | "Ohio" | OH | "Zanesville" | 12 | Zanesville | Zanesville, OH | COLUMBUS OH | OH | 797 | 5708 | Columbus | OH | OHCOLMBS.txt
| 901 Unique Zip Codes | [6 empty] | 242 Unique Climates |  |  |  | 159 IWIN - NCDC Sites

## Side Calcs (hidden)
Elec. Units |  |  |  | Gas Units |  |  |  | #2 Oil Units |  |  |  | #4 Oil Units |  |  |  | Steam Units |  |  |  | District Hot Water |  |  |  | Propane |  |  |  | Chilled Water Units |  |  |  | Cooking |  |  | Cooling |  | Months in Use
|  | Source | Site |  |  | Source | Site |  |  | Source | Site |  |  | Source | Site |  |  | Source | Site |  |  | Source | Site |  |  | Source | Site |  |  | Source | Site |  |  | Value |  | Value |  | Value
1 | kWh | 11.3961 | 3.412 | 1 | Therms | 104.7 | 100 | 1 | Gal | 139.986 | 138.6 | 1 | Gal | 148.47 | 147 | 1 | kLbs | 1450 | 1000 | 1 | MMBtu | 1350 | 1000 | 2 | Lbs | 20.6489 | 20.4444 | 1 | Ton-Hrs | 12000 | 12000 | 1 | Yes | 1 | 1 | 0 | 2 | 10
5 |  |  |  | 5 |  |  |  | 5 |  |  |  | 5 |  |  |  | 5 |  |  |  | 5 |  |  |  | 5 |  |  |  | 5 |  |  |  | 5 |  |  | 5 |  | 5
| kWh | 11.3961 | 3.412 |  | Therms | 104.7 | 100 |  | Gal | 139.986 | 138.6 |  | Gal | 148.47 | 147 |  | kLbs | 1450 | 1000 |  | MMBtu | 1350 | 1000 |  | Lbs | 20.6489 | 20.4444 |  | Ton-Hrs | 12000 | 12000 |  | Yes | 1 |  | 0 |  | 9
| kBTU | 3.34 | 1 |  | kBTU | 1.047 | 1 |  | kBTU | 1.01 | 1 |  | kBTU | 1.01 | 1 |  | MMBTU | 1450 | 1000 |  | MMBtu | 1350 | 1000 |  | Gal | 92.92 | 92 |  | kBTU | 1 | 1 |  | No | 0 |  | 10 |  | 10
[5 empty] | 100 CF | 107.841 | 103
Calculation checks to ensure total source & site kBtus in Design Asst are calculating correctly: | [35 empty] | 20 |  | 11
(also checked a second way on 8/13/07 to ensure accuracy -- see HUD Residential Energy Benchmarking Tool _8_13_07_QC ck of Side Calcs.xls)
|  | Input from Design Assistant |  |  |  | Input from Design Assistant |  |  |  | Input from Design Assistant |  |  |  | Input from Design Assistant |  |  |  | Input from Design Assistant |  |  |  | Input from Design Assistant |  |  |  | Input from Design Assistant | [9 empty] | 30 |  | 12
| 1st units | 0 | 0 |  |  | 0 | 0 |  |  | 0 | 0 |  |  | 0 | 0 |  |  | 0 | 0 |  |  | 0 | 0 |  |  | 0 | 0 | [8 empty] | 40
| 2nd units | 0 | 0 |  |  | 0 | 0 |  |  | 0 | 0 |  |  | 0 | 0 |  |  | 0 | 0 |  |  | 0 | 0 |  |  | 0 | 0 | [8 empty] | 50
| 3rd units | 0 | 0 |  |  | 0 | 0 |  |  | 0 | 0 |  |  | 0 | 0 |  |  | 0 | 0 |  |  | 0 | 0 |  |  | 0 | 0 | [8 empty] | 60
70
|  | Source | Site |  |  | Source | Site |  |  | Source | Site |  |  | Source | Site |  |  | Source | Site |  |  | Source | Site |  |  | Source | Site
kBtu from 1st units |  | 0 | 0 |  |  | 0 | 0 |  |  | 0 | 0 |  |  | 0 | 0 |  |  | 0 | 0 |  |  | 0 | 0 |  |  | 0 | 0 | [8 empty] | 80
kBtu from 2nd units |  | 0 | 0 |  |  | 0 | 0 |  |  | 0 | 0 |  |  | 0 | 0 |  |  | 0 | 0 |  |  | 0 | 0 |  |  | 0 | 0 | [8 empty] | 90
|  | 0 | 0 |  |  | 0 | 0 |  |  | 0 | 0 |  |  | 0 | 0 |  |  | 0 | 0 |  |  | 0 | 0 |  |  | 0 | 0 | [8 empty] | 100
| Total kBtu from 1st units | 0 | 0
| Total kBtu from 2nd units | 0 | 0
| Total kBtu from 3rd units | 0 | 0
|  | Source | Site
| From Design Asst Sheet: Total kBtu | 0 | 0
| 1st units match | 0 | <-- If zero here when all 1st units (kWh, therms, ..…) are selected in Design Asst then calcs are OK.
| 2nd units match | 0 | <-- If zero here when all 2nd units (kBtu, kBtu, ..…) are selected in Design Asst then calcs are OK.
| 3rd units match | 0 | <-- If zero here when gas in 3rd units (100CF) & others in 2nd units (kBtu, kBtu, ..…) are selected in Design Asst then calcs are OK.
|  | Electricity | Gas | Oil | Steam | Chilled Water | Total
|  | kBtu | kBtu | kBtu | kBtu | kBtu | kBtu
| Source | 0 | 0 | 0 | #REF! | #REF! | #REF!
| Site | 0 | 0 | 0 | #REF! | #REF! | #REF!
| %Source | #REF! | #REF! | #REF! | #REF! | #REF!
| %Site | #DIV/0! | #DIV/0!
Heating Values of Oil -Source: Combustion of #2 Oil & Domestic Pressure Atomizing Oil Burners
NC Petroleum Marketers Assoc.
[9 empty] | Low | High | Avg
[8 empty] | #2 | 135.8 | 141 | 138.4
|  | Old Below Ground EUI = | 131.4 | kBtu/ft2-yr |  |  |  | #4 | 140.6 | 153.3 | 146.95
|  | New Below Ground EUI = | 76.3 | kBtu/ft2-yr

## ZipCode Map (hidden)
| actual | actual |  | actual |  |  |  | climate mapped |  |  |  | weather normalization mapped
| zip_code | zip_state |  | zip_city |  |  |  | city state | state | CDD | HDD | city | state | file name
User Data: |  | #N/A | #N/A | #N/A |  | #N/A | #N/A | #N/A | #N/A | #N/A | #N/A | #N/A | #N/A | #N/A
| 009 | "Puerto_Rico" | PR | "San Juan" | 10 | San Juan |  | SAN JUAN PR | PR | 5558 | 0 | San Juan Puerto Rico | PR | XXSANJUA.txt
| 010 | "Massachusetts" | MA | "Springfield" | 13 | Springfield |  | WORCESTER MA | MA | 333 | 6979 | Hartford-Springfield | CT | CTHARTFO.txt
| 011 | "Massachusetts" | MA | "Springfield" | 13 | Springfield |  | HARTFORD CT | CT | 677 | 6151 | Hartford-Springfield | CT | CTHARTFO.txt
| 012 | "Massachusetts" | MA | "Pittsfield" | 12 | Pittsfield |  | ALBANY NY | NY | 507 | 6894 | Albany | NY | NYALBANY.txt
| 013 | "Massachusetts" | MA | "Greenfield" | 12 | Greenfield |  | WORCESTER MA | MA | 333 | 6979 | Boston | MA | MABOSTON.txt
| 014 | "Massachusetts" | MA | "Worcester" | 11 | Worcester |  | WORCESTER MA | MA | 333 | 6979 | Boston | MA | MABOSTON.txt
| 015 | "Massachusetts" | MA | "Worcester" | 11 | Worcester |  | WORCESTER MA | MA | 333 | 6979 | Boston | MA | MABOSTON.txt
| 016 | "Massachusetts" | MA | "Worcester" | 11 | Worcester |  | WORCESTER MA | MA | 333 | 6979 | Boston | MA | MABOSTON.txt
| 017 | "Massachusetts" | MA | "Framingham" | 12 | Framingham |  | WORCESTER MA | MA | 333 | 6979 | Boston | MA | MABOSTON.txt
| 018 | "Massachusetts" | MA | "Woburn" | 8 | Woburn |  | WORCESTER MA | MA | 333 | 6979 | Boston | MA | MABOSTON.txt
| 019 | "Massachusetts" | MA | "Lynn" | 6 | Lynn |  | BOSTON MA | MA | 678 | 5641 | Boston | MA | MABOSTON.txt
| 020 | "Massachusetts" | MA | "Boston" | 8 | Boston |  | WORCESTER MA | MA | 333 | 6979 | Boston | MA | MABOSTON.txt
| 021 | "Massachusetts" | MA | "Boston" | 8 | Boston |  | BOSTON MA | MA | 678 | 5641 | Boston | MA | MABOSTON.txt
| 022 | "Massachusetts" | MA | "Boston" | 8 | Boston |  | BOSTON MA | MA | 678 | 5641 | Boston | MA | MABOSTON.txt
| 023 | "Massachusetts" | MA | "Brockton" | 10 | Brockton |  | PROVIDENCE RI | RI | 606 | 5884 | Rhode Island | RI | RIPROVID.txt
| 024 | "Massachusetts" | MA | "Brockton" | 10 | Brockton |  | BOSTON MA | MA | 678 | 5641 | Boston | MA | MABOSTON.txt
| 025 | "Massachusetts" | MA | "Buzzards Bay" | 14 | Buzzards Bay |  | PROVIDENCE RI | RI | 606 | 5884 | Rhode Island | RI | RIPROVID.txt
| 026 | "Massachusetts" | MA | "Hyannis" | 9 | Hyannis |  | PROVIDENCE RI | RI | 606 | 5884 | Rhode Island | RI | RIPROVID.txt
| 027 | "Massachusetts" | MA | "New Bedford" | 13 | New Bedford |  | PROVIDENCE RI | RI | 606 | 5884 | Rhode Island | RI | RIPROVID.txt
| 028 | "Rhode_Island" | RI | "Providence" | 12 | Providence |  | WORCESTER MA | MA | 333 | 6979 | Rhode Island | RI | RIPROVID.txt
| 029 | "Rhode_Island" | RI | "Providence" | 12 | Providence |  | PROVIDENCE RI | RI | 606 | 5884 | Rhode Island | RI | RIPROVID.txt
| 030 | "New_Hampshire" | NH | "Manchester" | 12 | Manchester |  | WORCESTER MA | MA | 333 | 6979 | Concord | NH | NHCONCOR.txt
| 031 | "New_Hampshire" | NH | "Manchester" | 12 | Manchester |  | CONCORD NH | NH | 328 | 7554 | Concord | NH | NHCONCOR.txt
| 032 | "New_Hampshire" | NH | "Pittsfield" | 12 | Pittsfield |  | CONCORD NH | NH | 328 | 7554 | Concord | NH | NHCONCOR.txt
| 033 | "New_Hampshire" | NH | "Concord" | 9 | Concord |  | CONCORD NH | NH | 328 | 7554 | Concord | NH | NHCONCOR.txt
| 034 | "New_Hampshire" | NH | "Keene" | 7 | Keene |  | WORCESTER MA | MA | 333 | 6979 | Concord | NH | NHCONCOR.txt
| 035 | "New_Hampshire" | NH | "Littleton" | 11 | Littleton |  | BURLINGTON VT | VT | 388 | 7771 | Burlington | VT | VTBURLIN.txt
| 036 | "New_Hampshire" | NH | "Acworth" | 9 | Acworth |  | CONCORD NH | NH | 328 | 7554 | Concord | NH | NHCONCOR.txt
| 037 | "New_Hampshire" | NH | "Claremont" | 11 | Claremont |  | BURLINGTON VT | VT | 388 | 7771 | Burlington | VT | VTBURLIN.txt
| 038 | "New_Hampshire" | NH | "Portsmouth" | 12 | Portsmouth |  | PORTLAND ME | ME | 268 | 7378 | Portland | ME | MEPORTLA.txt
| 039 | "Maine" | ME | "Kittery" | 9 | Kittery |  | PORTLAND ME | ME | 268 | 7378 | Portland | ME | MEPORTLA.txt
| 040 | "Maine" | ME | "Portland" | 10 | Portland |  | PORTLAND ME | ME | 268 | 7378 | Portland | ME | MEPORTLA.txt
| 041 | "Maine" | ME | "Portland" | 10 | Portland |  | PORTLAND ME | ME | 268 | 7378 | Portland | ME | MEPORTLA.txt
| 042 | "Maine" | ME | "Auburn" | 8 | Auburn |  | PORTLAND ME | ME | 268 | 7378 | Portland | ME | MEPORTLA.txt
| 043 | "Maine" | ME | "Augusta" | 9 | Augusta |  | PORTLAND ME | ME | 268 | 7378 | Portland | ME | MEPORTLA.txt
| 044 | "Maine" | ME | "Bangor" | 8 | Bangor |  | PORTLAND ME | ME | 268 | 7378 | Portland | ME | MEPORTLA.txt
| 045 | "Maine" | ME | "Bath" | 6 | Bath |  | PORTLAND ME | ME | 268 | 7378 | Portland | ME | MEPORTLA.txt
| 046 | "Maine" | ME | "Ellsworth" | 11 | Ellsworth |  | PORTLAND ME | ME | 268 | 7378 | Portland | ME | MEPORTLA.txt
| 047 | "Maine" | ME | "Caribou" | 9 | Caribou |  | CARIBOU ME | ME | 131 | 9651 | Caribou | ME | MECARIBO.txt
| 048 | "Maine" | ME | "Rockland" | 10 | Rockland |  | PORTLAND ME | ME | 268 | 7378 | Portland | ME | MEPORTLA.txt
| 049 | "Maine" | ME | "Waterville" | 12 | Waterville |  | PORTLAND ME | ME | 268 | 7378 | Portland | ME | MEPORTLA.txt
| 050 | "Vermont" | VT | "White River Junction" | 22 | White River Junction |  | BURLINGTON VT | VT | 388 | 7771 | Burlington | VT | VTBURLIN.txt
| 051 | "Vermont" | VT | "Bellows Falls" | 15 | Bellows Falls |  | CONCORD NH | NH | 328 | 7554 | Concord | NH | NHCONCOR.txt
| 052 | "Vermont" | VT | "Bennington" | 12 | Bennington |  | ALBANY NY | NY | 507 | 6894 | Albany | NY | NYALBANY.txt
| 053 | "Vermont" | VT | "Brattleboro" | 13 | Brattleboro |  | WORCESTER MA | MA | 333 | 6979 | Albany | NY | NYALBANY.txt
| 054 | "Vermont" | VT | "Burlington" | 12 | Burlington |  | BURLINGTON VT | VT | 388 | 7771 | Burlington | VT | VTBURLIN.txt
| 056 | "Vermont" | VT | "Montpelier" | 12 | Montpelier |  | BURLINGTON VT | VT | 388 | 7771 | Burlington | VT | VTBURLIN.txt
| 057 | "Vermont" | VT | "Rutland" | 9 | Rutland |  | ALBANY NY | NY | 507 | 6894 | Albany | NY | NYALBANY.txt
| 058 | "Vermont" | VT | "St. Johnsbury" | 15 | St. Johnsbury |  | BURLINGTON VT | VT | 388 | 7771 | Burlington | VT | VTBURLIN.txt
| 059 | "Vermont" | VT | "Canaan" | 8 | Canaan |  | BURLINGTON VT | VT | 388 | 7771 | Burlington | VT | VTBURLIN.txt
| 060 | "Connecticut" | CT | "Hartford" | 10 | Hartford |  | WORCESTER MA | MA | 333 | 6979 | Hartford-Springfield | CT | CTHARTFO.txt
| 061 | "Connecticut" | CT | "Hartford" | 10 | Hartford |  | HARTFORD CT | CT | 677 | 6151 | Hartford-Springfield | CT | CTHARTFO.txt
| 062 | "Connecticut" | CT | "Willimantic" | 13 | Willimantic |  | WORCESTER MA | MA | 333 | 6979 | Hartford-Springfield | CT | CTHARTFO.txt
| 063 | "Connecticut" | CT | "New London" | 12 | New London |  | PROVIDENCE RI | RI | 606 | 5884 | Rhode Island | RI | RIPROVID.txt
| 064 | "Connecticut" | CT | "New Haven" | 11 | New Haven |  | HARTFORD CT | CT | 677 | 6151 | Hartford-Springfield | CT | CTHARTFO.txt
| 065 | "Connecticut" | CT | "New Haven" | 11 | New Haven |  | HARTFORD CT | CT | 677 | 6151 | Hartford-Springfield | CT | CTHARTFO.txt
| 066 | "Connecticut" | CT | "Bridgeport" | 12 | Bridgeport |  | BRIDGEPORT CT | CT | 724 | 5537 | Bridgeport | CT | CTBRIDGE.txt
| 067 | "Connecticut" | CT | "Waterbury" | 11 | Waterbury |  | HARTFORD CT | CT | 677 | 6151 | Hartford-Springfield | CT | CTHARTFO.txt
| 068 | "Connecticut" | CT | "Stamford" | 10 | Stamford |  | BRIDGEPORT CT | CT | 724 | 5537 | Bridgeport | CT | CTBRIDGE.txt
| 069 | "Connecticut" | CT | "Stamford" | 10 | Stamford |  | BRIDGEPORT CT | CT | 724 | 5537 | Bridgeport | CT | CTBRIDGE.txt
| 070 | "New_Jersey" | NJ | "Newark" | 8 | Newark |  | NEW YORK (LAGUARDIA AP) NY | NY | 1052 | 4910 | Newark | NJ | NJNEWARK.txt
| 071 | "New_Jersey" | NJ | "Newark" | 8 | Newark |  | NEWARK NJ | NJ | 1201 | 4888 | Newark | NJ | NJNEWARK.txt
| 072 | "New_Jersey" | NJ | "Elizabeth" | 11 | Elizabeth |  | NEWARK NJ | NJ | 1201 | 4888 | Newark | NJ | NJNEWARK.txt
| 073 | "New_Jersey" | NJ | "Jersey_City" | 13 | Jersey_City |  | NEWARK NJ | NJ | 1201 | 4888 | Newark | NJ | NJNEWARK.txt
| 074 | "New_Jersey" | NJ | "Paterson" | 10 | Paterson |  | NEWARK NJ | NJ | 1201 | 4888 | Newark | NJ | NJNEWARK.txt
| 075 | "New_Jersey" | NJ | "Paterson" | 10 | Paterson |  | NEWARK NJ | NJ | 1201 | 4888 | Newark | NJ | NJNEWARK.txt
| 076 | "New_Jersey" | NJ | "Hackensack" | 12 | Hackensack |  | NEWARK NJ | NJ | 1201 | 4888 | Newark | NJ | NJNEWARK.txt
| 077 | "New_Jersey" | NJ | "Red Bank" | 10 | Red Bank |  | NEWARK NJ | NJ | 1201 | 4888 | Newark | NJ | NJNEWARK.txt
| 078 | "New_Jersey" | NJ | "Dover" | 7 | Dover |  | ALLENTOWN PA | PA | 773 | 5785 | Allentown | PA | PAALLENT.txt
| 079 | "New_Jersey" | NJ | "Summit" | 8 | Summit |  | NEWARK NJ | NJ | 1201 | 4888 | Newark | NJ | NJNEWARK.txt
| 080 | "New_Jersey" | NJ | "Cherry Hill" | 13 | Cherry Hill |  | PHILADELPHIA PA | PA | 1101 | 4954 | Philadelphia | PA | PAPHILAD.txt
| 081 | "New_Jersey" | NJ | "Camden" | 8 | Camden |  | PHILADELPHIA PA | PA | 1101 | 4954 | Philadelphia | PA | PAPHILAD.txt
| 082 | "New_Jersey" | NJ | "South Jersey" | 14 | South Jersey |  | ATLANTIC CITY AP NJ | NJ | 826 | 5169 | Atlantic City | NJ | NJATLCTY.txt
| 083 | "New_Jersey" | NJ | "South Jersey" | 14 | South Jersey |  | WILMINGTON DE | DE | 1046 | 4937 | Wilmington | DE | DEWILMIN.txt
| 084 | "New_Jersey" | NJ | "Atlantic City" | 15 | Atlantic City |  | ATLANTIC CITY AP NJ | NJ | 826 | 5169 | Atlantic City | NJ | NJATLCTY.txt
| 085 | "New_Jersey" | NJ | "Trenton" | 9 | Trenton |  | NEWARK NJ | NJ | 1201 | 4888 | Newark | NJ | NJNEWARK.txt
| 086 | "New_Jersey" | NJ | "Trenton" | 9 | Trenton |  | NEWARK NJ | NJ | 1201 | 4888 | Newark | NJ | NJNEWARK.txt
| 087 | "New_Jersey" | NJ | "Lakewood" | 10 | Lakewood |  | ATLANTIC CITY AP NJ | NJ | 826 | 5169 | Atlantic City | NJ | NJATLCTY.txt
| 088 | "New_Jersey" | NJ | "New Brunswick" | 15 | New Brunswick |  | NEWARK NJ | NJ | 1201 | 4888 | Newark | NJ | NJNEWARK.txt
| 089 | "New_Jersey" | NJ | "New Brunswick" | 15 | New Brunswick |  | NEWARK NJ | NJ | 1201 | 4888 | Newark | NJ | NJNEWARK.txt
| 100 | "New_York" | NY | "New York" | 10 | New York |  | NEW YORK C.PARK NY | NY | 1096 | 4805 | New York City | NY | NYNEWYOR.txt
| 101 | "New_York" | NY | "New York" | 10 | New York |  | NEW YORK C.PARK NY | NY | 1096 | 4805 | New York City | NY | NYNEWYOR.txt
| 102 | "New_York" | NY | "New York" | 10 | New York |  | NEW YORK C.PARK NY | NY | 1096 | 4805 | New York City | NY | NYNEWYOR.txt
| 103 | "New_York" | NY | "Staten Island" | 15 | Staten Island |  | NEW YORK (LAGUARDIA AP) NY | NY | 1052 | 4910 | New York City | NY | NYNEWYOR.txt
| 104 | "New_York" | NY | "Bronx" | 7 | Bronx |  | NEW YORK (LAGUARDIA AP) NY | NY | 1052 | 4910 | New York City | NY | NYNEWYOR.txt
| 105 | "New_York" | NY | "Westchester" | 13 | Westchester |  | BRIDGEPORT CT | CT | 724 | 5537 | Bridgeport | CT | CTBRIDGE.txt
| 106 | "New_York" | NY | "White Plains" | 14 | White Plains |  | BRIDGEPORT CT | CT | 724 | 5537 | Bridgeport | CT | CTBRIDGE.txt
| 107 | "New_York" | NY | "Yonkers" | 9 | Yonkers |  | NEW YORK (LAGUARDIA AP) NY | NY | 1052 | 4910 | New York City | NY | NYNEWYOR.txt
| 108 | "New_York" | NY | "New Rochelle" | 14 | New Rochelle |  | NEW YORK (LAGUARDIA AP) NY | NY | 1052 | 4910 | New York City | NY | NYNEWYOR.txt
| 109 | "New_York" | NY | "Suffern" | 9 | Suffern |  | BRIDGEPORT CT | CT | 724 | 5537 | Bridgeport | CT | CTBRIDGE.txt
| 110 | "New_York" | NY | "Great Neck" | 12 | Great Neck |  | NEW YORK (LAGUARDIA AP) NY | NY | 1052 | 4910 | New York City | NY | NYNEWYOR.txt
| 111 | "New_York" | NY | "Queens" | 8 | Queens |  | NEW YORK (LAGUARDIA AP) NY | NY | 1052 | 4910 | New York City | NY | NYNEWYOR.txt
| 112 | "New_York" | NY | "Brooklyn" | 10 | Brooklyn |  | NEW YORK (LAGUARDIA AP) NY | NY | 1052 | 4910 | New York City | NY | NYNEWYOR.txt
| 113 | "New_York" | NY | "Flushing" | 10 | Flushing |  | NEW YORK (JFK AP) NY | NY | 921 | 5027 | New York City | NY | NYNEWYOR.txt
| 114 | "New_York" | NY | "Jamaica" | 9 | Jamaica |  | NEW YORK (JFK AP) NY | NY | 921 | 5027 | New York City | NY | NYNEWYOR.txt
| 115 | "New_York" | NY | "Minneola" | 10 | Minneola |  | NEW YORK (JFK AP) NY | NY | 921 | 5027 | New York City | NY | NYNEWYOR.txt
| 116 | "New_York" | NY | "Far Rockaway" | 14 | Far Rockaway |  | ISLIP NY | NY | 706 | 5647 | Bridgeport | CT | CTBRIDGE.txt
| 117 | "New_York" | NY | "Hicksville" | 12 | Hicksville |  | ISLIP NY | NY | 706 | 5647 | Bridgeport | CT | CTBRIDGE.txt
| 118 | "New_York" | NY | "Hicksville" | 12 | Hicksville |  | ISLIP NY | NY | 706 | 5647 | Bridgeport | CT | CTBRIDGE.txt
| 119 | "New_York" | NY | "Riverhead" | 11 | Riverhead |  | BRIDGEPORT CT | CT | 724 | 5537 | Bridgeport | CT | CTBRIDGE.txt
| 120 | "New_York" | NY | "Albany" | 8 | Albany |  | ALBANY NY | NY | 507 | 6894 | Albany | NY | NYALBANY.txt
| 121 | "New_York" | NY | "Albany" | 8 | Albany |  | ALBANY NY | NY | 507 | 6894 | Albany | NY | NYALBANY.txt
| 122 | "New_York" | NY | "Albany" | 8 | Albany |  | ALBANY NY | NY | 507 | 6894 | Albany | NY | NYALBANY.txt
| 123 | "New_York" | NY | "Schenectady" | 13 | Schenectady |  | ALBANY NY | NY | 507 | 6894 | Albany | NY | NYALBANY.txt
| 124 | "New_York" | NY | "Kingston" | 10 | Kingston |  | ALBANY NY | NY | 507 | 6894 | Albany | NY | NYALBANY.txt
| 125 | "New_York" | NY | "Poughkeepsie" | 14 | Poughkeepsie |  | HARTFORD CT | CT | 677 | 6151 | Hartford-Springfield | CT | CTHARTFO.txt
| 126 | "New_York" | NY | "Poughkeepsie" | 14 | Poughkeepsie |  | BRIDGEPORT CT | CT | 724 | 5537 | Bridgeport | CT | CTBRIDGE.txt
| 127 | "New_York" | NY | "Monticello" | 12 | Monticello |  | BINGHAMTON NY | NY | 337 | 7273 | Wilkes-Barre | PA | PAWILKES.txt
| 128 | "New_York" | NY | "Glens Falls" | 13 | Glens Falls |  | BURLINGTON VT | VT | 388 | 7771 | Burlington | VT | VTBURLIN.txt
| 129 | "New_York" | NY | "Plattsburgh" | 13 | Plattsburgh |  | BURLINGTON VT | VT | 388 | 7771 | Burlington | VT | VTBURLIN.txt
| 130 | "New_York" | NY | "Syracuse" | 10 | Syracuse |  | SYRACUSE NY | NY | 438 | 6834 | Syracuse | NY | NYSYRACU.txt
| 131 | "New_York" | NY | "Syracuse" | 10 | Syracuse |  | ROCHESTER NY | NY | 425 | 6734 | Syracuse | NY | NYSYRACU.txt
| 132 | "New_York" | NY | "Syracuse" | 10 | Syracuse |  | SYRACUSE NY | NY | 438 | 6834 | Syracuse | NY | NYSYRACU.txt
| 133 | "New_York" | NY | "Utica" | 7 | Utica |  | BINGHAMTON NY | NY | 337 | 7273 | Wilkes-Barre | PA | PAWILKES.txt
| 134 | "New_York" | NY | "Utica" | 7 | Utica |  | BINGHAMTON NY | NY | 337 | 7273 | Wilkes-Barre | PA | PAWILKES.txt
| 135 | "New_York" | NY | "Utica" | 7 | Utica |  | SYRACUSE NY | NY | 438 | 6834 | Syracuse | NY | NYSYRACU.txt
| 136 | "New_York" | NY | "Watertown" | 11 | Watertown |  | SYRACUSE NY | NY | 438 | 6834 | Syracuse | NY | NYSYRACU.txt
| 137 | "New_York" | NY | "Binghamton" | 12 | Binghamton |  | ALBANY NY | NY | 507 | 6894 | Albany | NY | NYALBANY.txt
| 138 | "New_York" | NY | "Binghamton" | 12 | Binghamton |  | ALBANY NY | NY | 507 | 6894 | Albany | NY | NYALBANY.txt
| 139 | "New_York" | NY | "Binghamton" | 12 | Binghamton |  | BINGHAMTON NY | NY | 337 | 7273 | Wilkes-Barre | PA | PAWILKES.txt
| 140 | "New_York" | NY | "Buffalo" | 9 | Buffalo |  | ERIE PA | PA | 550 | 6279 | Erie | PA | PAERIE.txt
| 141 | "New_York" | NY | "Buffalo" | 9 | Buffalo |  | ROCHESTER NY | NY | 425 | 6734 | Rochester | NY | NYROCHES.txt
| 142 | "New_York" | NY | "Buffalo" | 9 | Buffalo |  | BUFFALO NY | NY | 477 | 6747 | Buffalo | NY | NTBUFFAL.txt
| 143 | "New_York" | NY | "Niagara Falls" | 15 | Niagara Falls |  | BUFFALO NY | NY | 477 | 6747 | Buffalo | NY | NTBUFFAL.txt
| 144 | "New_York" | NY | "Rochester" | 11 | Rochester |  | BUFFALO NY | NY | 477 | 6747 | Buffalo | NY | NTBUFFAL.txt
| 145 | "New_York" | NY | "Rochester" | 11 | Rochester |  | BUFFALO NY | NY | 477 | 6747 | Buffalo | NY | NTBUFFAL.txt
| 146 | "New_York" | NY | "Rochester" | 11 | Rochester |  | ROCHESTER NY | NY | 425 | 6734 | Rochester | NY | NYROCHES.txt
| 147 | "New_York" | NY | "Jamestown" | 11 | Jamestown |  | ERIE PA | PA | 550 | 6279 | Erie | PA | PAERIE.txt
| 148 | "New_York" | NY | "Ithaca" | 8 | Ithaca |  | SYRACUSE NY | NY | 438 | 6834 | Syracuse | NY | NYSYRACU.txt
| 149 | "New_York" | NY | "Elmira" | 8 | Elmira |  | BINGHAMTON NY | NY | 337 | 7273 | Syracuse | NY | NYSYRACU.txt
| 150 | "Pennsylvania" | PA | "Pittsburgh" | 12 | Pittsburgh |  | PITTSBURGH PA | PA | 654 | 5968 | Pittsburgh | PA | PAPITTSB.txt
| 151 | "Pennsylvania" | PA | "Pittsburgh" | 12 | Pittsburgh |  | PITTSBURGH PA | PA | 654 | 5968 | Pittsburgh | PA | PAPITTSB.txt
| 152 | "Pennsylvania" | PA | "Pittsburgh" | 12 | Pittsburgh |  | PITTSBURGH PA | PA | 654 | 5968 | Pittsburgh | PA | PAPITTSB.txt
| 153 | "Pennsylvania" | PA | "Washington" | 12 | Washington |  | PITTSBURGH PA | PA | 654 | 5968 | Pittsburgh | PA | PAPITTSB.txt
| 154 | "Pennsylvania" | PA | "Uniontown" | 11 | Uniontown |  | PITTSBURGH PA | PA | 654 | 5968 | Pittsburgh | PA | PAPITTSB.txt
| 155 | "Pennsylvania" | PA | "Somerset" | 10 | Somerset |  | PITTSBURGH PA | PA | 654 | 5968 | Pittsburgh | PA | PAPITTSB.txt
| 156 | "Pennsylvania" | PA | "Greensburg" | 12 | Greensburg |  | PITTSBURGH PA | PA | 654 | 5968 | Pittsburgh | PA | PAPITTSB.txt
| 157 | "Pennsylvania" | PA | "Indiana" | 9 | Indiana |  | PITTSBURGH PA | PA | 654 | 5968 | Pittsburgh | PA | PAPITTSB.txt
| 158 | "Pennsylvania" | PA | "Du Bois" | 9 | Du Bois |  | WILLIAMSPORT PA | PA | 622 | 6087 | Pittsburgh | PA | PAPITTSB.txt
| 159 | "Pennsylvania" | PA | "Johnstown" | 11 | Johnstown |  | PITTSBURGH PA | PA | 654 | 5968 | Pittsburgh | PA | PAPITTSB.txt
| 160 | "Pennsylvania" | PA | "Butler" | 8 | Butler |  | YOUNGSTOWN OH | OH | 497 | 6544 | Youngstown | OH | OHYOUNGS.txt
| 161 | "Pennsylvania" | PA | "New Castle" | 12 | New Castle |  | PITTSBURGH PA | PA | 654 | 5968 | Pittsburgh | PA | PAPITTSB.txt
| 162 | "Pennsylvania" | PA | "Kittanning" | 12 | Kittanning |  | YOUNGSTOWN OH | OH | 497 | 6544 | Youngstown | OH | OHYOUNGS.txt
| 163 | "Pennsylvania" | PA | "Oil City" | 10 | Oil City |  | YOUNGSTOWN OH | OH | 497 | 6544 | Youngstown | OH | OHYOUNGS.txt
| 164 | "Pennsylvania" | PA | "Erie" | 6 | Erie |  | ERIE PA | PA | 550 | 6279 | Erie | PA | PAERIE.txt
| 165 | "Pennsylvania" | PA | "Erie" | 6 | Erie |  | ERIE PA | PA | 550 | 6279 | Erie | PA | PAERIE.txt
| 166 | "Pennsylvania" | PA | "Altoona" | 9 | Altoona |  | PITTSBURGH PA | PA | 654 | 5968 | Pittsburgh | PA | PAPITTSB.txt
| 167 | "Pennsylvania" | PA | "Bradford" | 10 | Bradford |  | ERIE PA | PA | 550 | 6279 | Erie | PA | PAERIE.txt
| 168 | "Pennsylvania" | PA | "State College" | 15 | State College |  | WILLIAMSPORT PA | PA | 622 | 6087 | Harrisburg | PA | PAHARRIS.txt
| 169 | "Pennsylvania" | PA | "Wellsboro" | 11 | Wellsboro |  | BINGHAMTON NY | NY | 337 | 7273 | Wilkes-Barre | PA | PAWILKES.txt
| 170 | "Pennsylvania" | PA | "Harrisburg" | 12 | Harrisburg |  | HARRISBURG PA | PA | 962 | 5347 | Harrisburg | PA | PAHARRIS.txt
| 171 | "Pennsylvania" | PA | "Harrisburg" | 12 | Harrisburg |  | HARRISBURG PA | PA | 962 | 5347 | Harrisburg | PA | PAHARRIS.txt
| 172 | "Pennsylvania" | PA | "Chambersburg" | 14 | Chambersburg |  | HARRISBURG PA | PA | 962 | 5347 | Harrisburg | PA | PAHARRIS.txt
| 173 | "Pennsylvania" | PA | "York" | 6 | York |  | HARRISBURG PA | PA | 962 | 5347 | Harrisburg | PA | PAHARRIS.txt
| 174 | "Pennsylvania" | PA | "York" | 6 | York |  | HARRISBURG PA | PA | 962 | 5347 | Harrisburg | PA | PAHARRIS.txt
| 175 | "Pennsylvania" | PA | "Lancaster" | 11 | Lancaster |  | HARRISBURG PA | PA | 962 | 5347 | Harrisburg | PA | PAHARRIS.txt
| 176 | "Pennsylvania" | PA | "Lancaster" | 11 | Lancaster |  | HARRISBURG PA | PA | 962 | 5347 | Harrisburg | PA | PAHARRIS.txt
| 177 | "Pennsylvania" | PA | "Williamsport" | 14 | Williamsport |  | WILLIAMSPORT PA | PA | 622 | 6087 | Harrisburg | PA | PAHARRIS.txt
| 178 | "Pennsylvania" | PA | "Sunbury" | 9 | Sunbury |  | WILLIAMSPORT PA | PA | 622 | 6087 | Harrisburg | PA | PAHARRIS.txt
| 179 | "Pennsylvania" | PA | "Pottsville" | 12 | Pottsville |  | ALLENTOWN PA | PA | 773 | 5785 | Allentown | PA | PAALLENT.txt
| 180 | "Pennsylvania" | PA | "Lehigh_Valley" | 15 | Lehigh_Valley |  | ALLENTOWN PA | PA | 773 | 5785 | Allentown | PA | PAALLENT.txt
| 181 | "Pennsylvania" | PA | "Allentown" | 11 | Allentown |  | ALLENTOWN PA | PA | 773 | 5785 | Allentown | PA | PAALLENT.txt
| 182 | "Pennsylvania" | PA | "Hazleton" | 10 | Hazleton |  | AVOCA PA | PA | 539 | 6291 | Wilkes-Barre | PA | PAWILKES.txt
| 183 | "Pennsylvania" | PA | "Stroudsburg" | 13 | Stroudsburg |  | ALLENTOWN PA | PA | 773 | 5785 | Allentown | PA | PAALLENT.txt
| 184 | "Pennsylvania" | PA | "Scranton" | 10 | Scranton |  | AVOCA PA | PA | 539 | 6291 | Wilkes-Barre | PA | PAWILKES.txt
| 185 | "Pennsylvania" | PA | "Scranton" | 10 | Scranton |  | AVOCA PA | PA | 539 | 6291 | Wilkes-Barre | PA | PAWILKES.txt
| 186 | "Pennsylvania" | PA | "Wilkes-Barre" | 14 | Wilkes-Barre |  | AVOCA PA | PA | 539 | 6291 | Wilkes-Barre | PA | PAWILKES.txt
| 187 | "Pennsylvania" | PA | "Wilkes-Barre" | 14 | Wilkes-Barre |  | AVOCA PA | PA | 539 | 6291 | Wilkes-Barre | PA | PAWILKES.txt
| 188 | "Pennsylvania" | PA | "Montrose" | 10 | Montrose |  | BINGHAMTON NY | NY | 337 | 7273 | Wilkes-Barre | PA | PAWILKES.txt
| 189 | "Pennsylvania" | PA | "Doylestown" | 12 | Doylestown |  | PHILADELPHIA PA | PA | 1101 | 4954 | Philadelphia | PA | PAPHILAD.txt
| 190 | "Pennsylvania" | PA | "Philadelphia" | 14 | Philadelphia |  | WILMINGTON DE | DE | 1046 | 4937 | Philadelphia | PA | PAPHILAD.txt
| 191 | "Pennsylvania" | PA | "Philadelphia" | 14 | Philadelphia |  | PHILADELPHIA PA | PA | 1101 | 4954 | Philadelphia | PA | PAPHILAD.txt
| 193 | "Pennsylvania" | PA | "Southeastern" | 14 | Southeastern |  | WILMINGTON DE | DE | 1046 | 4937 | Wilmington | DE | DEWILMIN.txt
| 194 | "Pennsylvania" | PA | "Southeastern" | 14 | Southeastern |  | WILMINGTON DE | DE | 1046 | 4937 | Wilmington | DE | DEWILMIN.txt
| 195 | "Pennsylvania" | PA | "Reading" | 9 | Reading |  | ALLENTOWN PA | PA | 773 | 5785 | Allentown | PA | PAALLENT.txt
| 196 | "Pennsylvania" | PA | "Reading" | 9 | Reading |  | ALLENTOWN PA | PA | 773 | 5785 | Allentown | PA | PAALLENT.txt
| 197 | "Delaware" | DE | "Wilmington" | 12 | Wilmington |  | WILMINGTON DE | DE | 1046 | 4937 | Wilmington | DE | DEWILMIN.txt
| 198 | "Delaware" | DE | "Wilmington" | 12 | Wilmington |  | WILMINGTON DE | DE | 1046 | 4937 | Wilmington | DE | DEWILMIN.txt
| 199 | "Delaware" | DE | "Dover" | 7 | Dover |  | BALTIMORE MD | MD | 1137 | 4707 | Baltimore | MD | MDBALTIM.txt
| 200 | "DC" | DC | "Washington" | 12 | Washington |  | WASHINGTON NAT'L AP DC | DC | 1549 | 4047 | Washington | MD | MDWASHDC.txt
| 201 | "DC" | DC | "Washington" | 12 | Washington |  | WASHINGTON NAT'L AP DC | DC | 1549 | 4047 | Washington | MD | MDWASHDC.txt
| 202 | "DC" | DC | "Washington" | 12 | Washington |  | WASHINGTON NAT'L AP DC | DC | 1549 | 4047 | Washington | MD | MDWASHDC.txt
| 203 | "DC" | DC | "Washington" | 12 | Washington |  | WASHINGTON NAT'L AP DC | DC | 1549 | 4047 | Washington | MD | MDWASHDC.txt
| 204 | "DC" | DC | "Washington" | 12 | Washington |  | WASHINGTON NAT'L AP DC | DC | 1549 | 4047 | Washington | MD | MDWASHDC.txt
| 205 | "DC" | DC | "Washington" | 12 | Washington |  | WASHINGTON NAT'L AP DC | DC | 1549 | 4047 | Washington | MD | MDWASHDC.txt
| 206 | "Maryland" | MD | "Waldorf" | 9 | Waldorf |  | WASHINGTON NAT'L AP DC | DC | 1549 | 4047 | Washington | MD | MDWASHDC.txt
| 207 | "Maryland" | MD | "Laurel" | 8 | Laurel |  | BALTIMORE MD | MD | 1137 | 4707 | Baltimore | MD | MDBALTIM.txt
| 208 | "Maryland" | MD | "Rockville" | 11 | Rockville |  | BALTIMORE MD | MD | 1137 | 4707 | Baltimore | MD | MDBALTIM.txt
| 209 | "Maryland" | MD | "Silver Spring" | 15 | Silver Spring |  | WASHINGTON NAT'L AP DC | DC | 1549 | 4047 | Washington | MD | MDWASHDC.txt
| 210 | "Maryland" | MD | "Baltimore" | 11 | Baltimore |  | BALTIMORE MD | MD | 1137 | 4707 | Baltimore | MD | MDBALTIM.txt
| 211 | "Maryland" | MD | "Baltimore" | 11 | Baltimore |  | BALTIMORE MD | MD | 1137 | 4707 | Baltimore | MD | MDBALTIM.txt
| 212 | "Maryland" | MD | "Baltimore" | 11 | Baltimore |  | BALTIMORE MD | MD | 1137 | 4707 | Baltimore | MD | MDBALTIM.txt
| 213 | "Maryland" | MD | "Baltimore" | 11 | Baltimore |  | BALTIMORE MD | MD | 1137 | 4707 | Baltimore | MD | MDBALTIM.txt
| 214 | "Maryland" | MD | "Annapolis" | 11 | Annapolis |  | BALTIMORE MD | MD | 1137 | 4707 | Baltimore | MD | MDBALTIM.txt
| 215 | "Maryland" | MD | "Cumberland" | 12 | Cumberland |  | PITTSBURGH PA | PA | 654 | 5968 | Pittsburgh | PA | PAPITTSB.txt
| 216 | "Maryland" | MD | "Easton" | 8 | Easton |  | WASHINGTON NAT'L AP DC | DC | 1549 | 4047 | Washington | MD | MDWASHDC.txt
| 217 | "Maryland" | MD | "Frederick" | 11 | Frederick |  | BALTIMORE MD | MD | 1137 | 4707 | Baltimore | MD | MDBALTIM.txt
| 218 | "Maryland" | MD | "Salisbury" | 11 | Salisbury |  | WALLOPS ISLAND VA | VA | 1096 | 4261 | Richmond | VA | VARICHMO.txt
| 219 | "Maryland" | MD | "Elkton" | 8 | Elkton |  | WILMINGTON DE | DE | 1046 | 4937 | Wilmington | DE | DEWILMIN.txt
| 220 | "Virginia" | VA | "Northern VA" | 13 | Northern VA |  | WASHINGTON DULLES AP DC | DC | 973 | 5006 | Washington | MD | MDWASHDC.txt
| 221 | "Virginia" | VA | "Northern VA" | 13 | Northern VA |  | WASHINGTON DULLES AP DC | DC | 973 | 5006 | Washington | MD | MDWASHDC.txt
| 222 | "Virginia" | VA | "Arlington" | 11 | Arlington |  | WASHINGTON NAT'L AP DC | DC | 1549 | 4047 | Washington | MD | MDWASHDC.txt
| 223 | "Virginia" | VA | "Alexandria" | 12 | Alexandria |  | WASHINGTON NAT'L AP DC | DC | 1549 | 4047 | Washington | MD | MDWASHDC.txt
| 224 | "Virginia" | VA | "Fredericksburg" | 16 | Fredericksburg |  | RICHMOND VA | VA | 1348 | 3963 | Richmond | VA | VARICHMO.txt
| 225 | "Virginia" | VA | "Fredericksburg" | 16 | Fredericksburg |  | RICHMOND VA | VA | 1348 | 3963 | Richmond | VA | VARICHMO.txt
| 226 | "Virginia" | VA | "Winchester" | 12 | Winchester |  | WASHINGTON DULLES AP DC | DC | 973 | 5006 | Washington | MD | MDWASHDC.txt
| 227 | "Virginia" | VA | "Culpeper" | 10 | Culpeper |  | WASHINGTON DULLES AP DC | DC | 973 | 5006 | Washington | MD | MDWASHDC.txt
| 228 | "Virginia" | VA | "Harrisonburg" | 14 | Harrisonburg |  | WASHINGTON DULLES AP DC | DC | 973 | 5006 | Washington | MD | MDWASHDC.txt
| 229 | "Virginia" | VA | "Charlottesville" | 17 | Charlottesville |  | RICHMOND VA | VA | 1348 | 3963 | Richmond | VA | VARICHMO.txt
| 230 | "Virginia" | VA | "Richmond" | 10 | Richmond |  | RICHMOND VA | VA | 1348 | 3963 | Richmond | VA | VARICHMO.txt
| 231 | "Virginia" | VA | "Richmond" | 10 | Richmond |  | RICHMOND VA | VA | 1348 | 3963 | Richmond | VA | VARICHMO.txt
| 232 | "Virginia" | VA | "Richmond" | 10 | Richmond |  | RICHMOND VA | VA | 1348 | 3963 | Richmond | VA | VARICHMO.txt
| 233 | "Virginia" | VA | "Norfolk" | 9 | Norfolk |  | NORFOLK VA | VA | 1422 | 3495 | Norfolk | VA | VANORFOL.txt
| 234 | "Virginia" | VA | "Norfolk" | 9 | Norfolk |  | NORFOLK VA | VA | 1422 | 3495 | Norfolk | VA | VANORFOL.txt
| 235 | "Virginia" | VA | "Norfolk" | 9 | Norfolk |  | NORFOLK VA | VA | 1422 | 3495 | Norfolk | VA | VANORFOL.txt
| 236 | "Virginia" | VA | "Norfolk" | 9 | Norfolk |  | NORFOLK VA | VA | 1422 | 3495 | Norfolk | VA | VANORFOL.txt
| 237 | "Virginia" | VA | "Portsmouth" | 12 | Portsmouth |  | NORFOLK VA | VA | 1422 | 3495 | Norfolk | VA | VANORFOL.txt
| 238 | "Virginia" | VA | "Petersburg" | 12 | Petersburg |  | NORFOLK VA | VA | 1422 | 3495 | Norfolk | VA | VANORFOL.txt
| 239 | "Virginia" | VA | "Farmville" | 11 | Farmville |  | RICHMOND VA | VA | 1348 | 3963 | Richmond | VA | VARICHMO.txt
| 240 | "Virginia" | VA | "Roanoke" | 9 | Roanoke |  | ROANOKE VA | VA | 1052 | 4360 | Roanoke | VA | VAROANOK.txt
| 241 | "Virginia" | VA | "Roanoke" | 9 | Roanoke |  | ROANOKE VA | VA | 1052 | 4360 | Roanoke | VA | VAROANOK.txt
| 242 | "Virginia" | VA | "Bristol" | 9 | Bristol |  | ROANOKE VA | VA | 1052 | 4360 | Roanoke | VA | VAROANOK.txt
| 243 | "Virginia" | VA | "Pulaski" | 9 | Pulaski |  | ROANOKE VA | VA | 1052 | 4360 | Roanoke | VA | VAROANOK.txt
| 244 | "Virginia" | VA | "Staunton" | 10 | Staunton |  | ROANOKE VA | VA | 1052 | 4360 | Roanoke | VA | VAROANOK.txt
| 245 | "Virginia" | VA | "Lynchburg" | 11 | Lynchburg |  | LYNCHBURG VA | VA | 1048 | 4340 | Roanoke | VA | VAROANOK.txt
| 246 | "Virginia" | VA | "Tazewell" | 10 | Tazewell |  | ROANOKE VA | VA | 1052 | 4360 | Roanoke | VA | VAROANOK.txt
| 247 | "West_Virginia" | WV | "Bluefield" | 11 | Bluefield |  | ROANOKE VA | VA | 1052 | 4360 | Roanoke | VA | VAROANOK.txt
| 248 | "West_Virginia" | WV | "Welch" | 7 | Welch |  | CHARLESTON WV | WV | 1031 | 4646 | Charleston | WV | WVCHARLE.txt
| 249 | "West_Virginia" | WV | "Lewisburg" | 11 | Lewisburg |  | CHARLESTON WV | WV | 1031 | 4646 | Charleston | WV | WVCHARLE.txt
| 250 | "West_Virginia" | WV | "Charleston" | 12 | Charleston |  | CHARLESTON WV | WV | 1031 | 4646 | Charleston | WV | WVCHARLE.txt
| 251 | "West_Virginia" | WV | "Charleston" | 12 | Charleston |  | CHARLESTON WV | WV | 1031 | 4646 | Charleston | WV | WVCHARLE.txt
| 252 | "West_Virginia" | WV | "Charleston" | 12 | Charleston |  | CHARLESTON WV | WV | 1031 | 4646 | Charleston | WV | WVCHARLE.txt
| 253 | "West_Virginia" | WV | "Charleston" | 12 | Charleston |  | CHARLESTON WV | WV | 1031 | 4646 | Charleston | WV | WVCHARLE.txt
| 254 | "West_Virginia" | WV | "Martinsburg" | 13 | Martinsburg |  | WASHINGTON DULLES AP DC | DC | 973 | 5006 | Washington | MD | MDWASHDC.txt
| 255 | "West_Virginia" | WV | "Huntington" | 12 | Huntington |  | CHARLESTON WV | WV | 1031 | 4646 | Charleston | WV | WVCHARLE.txt
| 256 | "West_Virginia" | WV | "Logan" | 7 | Logan |  | CHARLESTON WV | WV | 1031 | 4646 | Charleston | WV | WVCHARLE.txt
| 257 | "West_Virginia" | WV | "Huntington" | 12 | Huntington |  | HUNTINGTON WV | WV | 1005 | 4665 | Charleston | WV | WVCHARLE.txt
| 258 | "West_Virginia" | WV | "Beckley" | 9 | Beckley |  | BECKLEY WV | WV | 463 | 5558 | Charleston | WV | WVCHARLE.txt
| 259 | "West_Virginia" | WV | "Beckley" | 9 | Beckley |  | BECKLEY WV | WV | 463 | 5558 | Charleston | WV | WVCHARLE.txt
| 260 | "West_Virginia" | WV | "Wheeling" | 10 | Wheeling |  | PITTSBURGH PA | PA | 654 | 5968 | Pittsburgh | PA | PAPITTSB.txt
| 261 | "West_Virginia" | WV | "Parkersburg" | 13 | Parkersburg |  | CHARLESTON WV | WV | 1031 | 4646 | Charleston | WV | WVCHARLE.txt
| 262 | "West_Virginia" | WV | "Buckhannon" | 12 | Buckhannon |  | CHARLESTON WV | WV | 1031 | 4646 | Charleston | WV | WVCHARLE.txt
| 263 | "West_Virginia" | WV | "Clarksburg" | 12 | Clarksburg |  | ELKINS WV | WV | 346 | 6120 | Elkins | WV | WVELKINS.txt
| 264 | "West_Virginia" | WV | "Clarksburg" | 12 | Clarksburg |  | ELKINS WV | WV | 346 | 6120 | Elkins | WV | WVELKINS.txt
| 265 | "West_Virginia" | WV | "Morgantown" | 12 | Morgantown |  | PITTSBURGH PA | PA | 654 | 5968 | Pittsburgh | PA | PAPITTSB.txt
| 266 | "West_Virginia" | WV | "Gassaway" | 10 | Gassaway |  | CHARLESTON WV | WV | 1031 | 4646 | Charleston | WV | WVCHARLE.txt
| 267 | "West_Virginia" | WV | "Keyser" | 8 | Keyser |  | ELKINS WV | WV | 346 | 6120 | Elkins | WV | WVELKINS.txt
| 268 | "West_Virginia" | WV | "Petersburg" | 12 | Petersburg |  | ELKINS WV | WV | 346 | 6120 | Elkins | WV | WVELKINS.txt
| 270 | "North_Carolina" | NC | "Winston-Salem" | 15 | Winston-Salem |  | GREENSBORO-WNSTN-SALM-HGHPT NC | NC | 1253 | 3865 | Greensboro | NC | NCGRNSBO.txt
| 271 | "North_Carolina" | NC | "Winston-Salem" | 15 | Winston-Salem |  | GREENSBORO-WNSTN-SALM-HGHPT NC | NC | 1253 | 3865 | Greensboro | NC | NCGRNSBO.txt
| 272 | "North_Carolina" | NC | "Greensboro" | 12 | Greensboro |  | GREENSBORO-WNSTN-SALM-HGHPT NC | NC | 1253 | 3865 | Greensboro | NC | NCGRNSBO.txt
| 273 | "North_Carolina" | NC | "Greensboro" | 12 | Greensboro |  | GREENSBORO-WNSTN-SALM-HGHPT NC | NC | 1253 | 3865 | Greensboro | NC | NCGRNSBO.txt
| 274 | "North_Carolina" | NC | "Greensboro" | 12 | Greensboro |  | GREENSBORO-WNSTN-SALM-HGHPT NC | NC | 1253 | 3865 | Greensboro | NC | NCGRNSBO.txt
| 275 | "North_Carolina" | NC | "Raleigh" | 9 | Raleigh |  | RALEIGH NC | NC | 1417 | 3457 | Raleigh Durham | NC | NCRALEIG.txt
| 276 | "North_Carolina" | NC | "Raleigh" | 9 | Raleigh |  | RALEIGH NC | NC | 1417 | 3457 | Raleigh Durham | NC | NCRALEIG.txt
| 277 | "North_Carolina" | NC | "Durham" | 8 | Durham |  | RALEIGH NC | NC | 1417 | 3457 | Raleigh Durham | NC | NCRALEIG.txt
| 278 | "North_Carolina" | NC | "Rocky Mount" | 13 | Rocky Mount |  | RALEIGH NC | NC | 1417 | 3457 | Raleigh Durham | NC | NCRALEIG.txt
| 279 | "North_Carolina" | NC | "Elizabeth City" | 16 | Elizabeth City |  | NORFOLK VA | VA | 1422 | 3495 | Norfolk | VA | VANORFOL.txt
| 280 | "North_Carolina" | NC | "Charlotte" | 11 | Charlotte |  | GREENVILLE-SPARTANBURG AP SC | SC | 1473 | 3272 | Charlotte | NC | NCCHARLO.txt
| 281 | "North_Carolina" | NC | "Charlotte" | 11 | Charlotte |  | GREENVILLE-SPARTANBURG AP SC | SC | 1473 | 3272 | Charlotte | NC | NCCHARLO.txt
| 282 | "North_Carolina" | NC | "Charlotte" | 11 | Charlotte |  | CHARLOTTE NC | NC | 1582 | 3341 | Charlotte | NC | NCCHARLO.txt
| 283 | "North_Carolina" | NC | "Fayetteville" | 14 | Fayetteville |  | CHARLOTTE NC | NC | 1582 | 3341 | Charlotte | NC | NCCHARLO.txt
| 284 | "North_Carolina" | NC | "Wilmington" | 12 | Wilmington |  | WILMINGTON NC | NC | 1926 | 2470 | Charlotte | NC | NCCHARLO.txt
| 285 | "North_Carolina" | NC | "Kinston" | 9 | Kinston |  | WILMINGTON NC | NC | 1926 | 2470 | Charlotte | NC | NCCHARLO.txt
| 286 | "North_Carolina" | NC | "Hickory" | 9 | Hickory |  | GREENSBORO-WNSTN-SALM-HGHPT NC | NC | 1253 | 3865 | Greensboro | NC | NCGRNSBO.txt
| 287 | "North_Carolina" | NC | "Asheville" | 11 | Asheville |  | BRISTOL-JHNSN CTY-KNGSPRT TN | TN | 972 | 4406 | Asheville | NC | NCASHEVI.txt
| 288 | "North_Carolina" | NC | "Asheville" | 11 | Asheville |  | ASHEVILLE NC | NC | 787 | 4308 | Asheville | NC | NCASHEVI.txt
| 289 | "North_Carolina" | NC | "Andrews" | 9 | Andrews |  | KNOXVILLE TN | TN | 1266 | 3937 | Knoxville | TN | TNKNOXVI.txt
| 290 | "South_Carolina" | SC | "Columbia" | 10 | Columbia |  | COLUMBIA SC | SC | 1966 | 2649 | Columbia | SC | SCCOLMBA.txt
| 291 | "South_Carolina" | SC | "Columbia" | 10 | Columbia |  | COLUMBIA SC | SC | 1966 | 2649 | Columbia | SC | SCCOLMBA.txt
| 292 | "South_Carolina" | SC | "Columbia" | 10 | Columbia |  | COLUMBIA SC | SC | 1966 | 2649 | Columbia | SC | SCCOLMBA.txt
| 293 | "South_Carolina" | SC | "Spartanburg" | 13 | Spartanburg |  | GREENVILLE-SPARTANBURG AP SC | SC | 1473 | 3272 | Charlotte | NC | NCCHARLO.txt
| 294 | "South_Carolina" | SC | "Charleston" | 12 | Charleston |  | CHARLESTON AP SC | SC | 2266 | 2013 | Charleston | SC | SCCHARLE.txt
| 295 | "South_Carolina" | SC | "Florence" | 10 | Florence |  | WILMINGTON NC | NC | 1926 | 2470 | Columbia | SC | SCCOLMBA.txt
| 296 | "South_Carolina" | SC | "Greenville" | 12 | Greenville |  | GREENVILLE-SPARTANBURG AP SC | SC | 1473 | 3272 | Charlotte | NC | NCCHARLO.txt
| 297 | "South_Carolina" | SC | "Rock_Hill" | 11 | Rock_Hill |  | COLUMBIA SC | SC | 1966 | 2649 | Columbia | SC | SCCOLMBA.txt
| 298 | "South_Carolina" | SC | "Aiken" | 7 | Aiken |  | COLUMBIA SC | SC | 1966 | 2649 | Columbia | SC | SCCOLMBA.txt
| 299 | "South_Carolina" | SC | "Beaufort" | 10 | Beaufort |  | SAVANNAH GA | GA | 2365 | 1847 | Savannah | GA | GASAVANN.txt
| 300 | "Georgia" | GA | "Atlanta" | 9 | Atlanta |  | ATLANTA GA | GA | 1667 | 2991 | Atlanta | GA | GAATLANT.txt
| 301 | "Georgia" | GA | "Atlanta" | 9 | Atlanta |  | ATLANTA GA | GA | 1667 | 2991 | Atlanta | GA | GAATLANT.txt
| 302 | "Georgia" | GA | "Atlanta" | 9 | Atlanta |  | ATLANTA GA | GA | 1667 | 2991 | Atlanta | GA | GAATLANT.txt
| 303 | "Georgia" | GA | "Atlanta" | 9 | Atlanta |  | ATLANTA GA | GA | 1667 | 2991 | Atlanta | GA | GAATLANT.txt
| 304 | "Georgia" | GA | "Swainsboro" | 12 | Swainsboro |  | SAVANNAH GA | GA | 2365 | 1847 | Savannah | GA | GASAVANN.txt
| 305 | "Georgia" | GA | "Gainesville" | 13 | Gainesville |  | GREENVILLE-SPARTANBURG AP SC | SC | 1473 | 3272 | Atlanta | GA | GAATLANT.txt
| 306 | "Georgia" | GA | "Athens" | 8 | Athens |  | ATHENS GA | GA | 1709 | 2893 | Atlanta | GA | GAATLANT.txt
| 307 | "Georgia" | GA | "Dalton" | 8 | Dalton |  | CHATTANOOGA TN | TN | 1544 | 3587 | Chattanooga | TN | TNCHATTA.txt
| 308 | "Georgia" | GA | "Augusta" | 9 | Augusta |  | ATHENS GA | GA | 1709 | 2893 | Columbia | SC | SCCOLMBA.txt
| 309 | "Georgia" | GA | "Augusta" | 9 | Augusta |  | AUGUSTA GA | GA | 1948 | 2565 | Columbia | SC | SCCOLMBA.txt
| 310 | "Georgia" | GA | "Macon" | 7 | Macon |  | COLUMBUS GA | GA | 2284 | 2261 | Macon | GA | GAMACON.txt
| 311 | "Georgia" | GA | "Macon" | 7 | Macon |  | COLUMBUS GA | GA | 2284 | 2261 | Macon | GA | GAMACON.txt
| 312 | "Georgia" | GA | "Macon" | 7 | Macon |  | MACON GA | GA | 2125 | 2334 | Macon | GA | GAMACON.txt
| 313 | "Georgia" | GA | "Savannah" | 10 | Savannah |  | SAVANNAH GA | GA | 2365 | 1847 | Savannah | GA | GASAVANN.txt
| 314 | "Georgia" | GA | "Savannah" | 10 | Savannah |  | SAVANNAH GA | GA | 2365 | 1847 | Savannah | GA | GASAVANN.txt
| 315 | "Georgia" | GA | "Waycross" | 10 | Waycross |  | SAVANNAH GA | GA | 2365 | 1847 | Savannah | GA | GASAVANN.txt
| 316 | "Georgia" | GA | "Valdosta" | 10 | Valdosta |  | TALLAHASSEE FL | FL | 2518 | 1705 | Tallahassee | FL | FLTALLAH.txt
| 317 | "Georgia" | GA | "Albany" | 8 | Albany |  | COLUMBUS GA | GA | 2284 | 2261 | Columbus | GA | GACOLMBS.txt
| 318 | "Georgia" | GA | "Columbus" | 10 | Columbus |  | MACON GA | GA | 2125 | 2334 | Columbus | GA | GACOLMBS.txt
| 319 | "Georgia" | GA | "Columbus" | 10 | Columbus |  | COLUMBUS GA | GA | 2284 | 2261 | Columbus | GA | GACOLMBS.txt
| 320 | "Florida" | FL | "Jacksonville" | 14 | Jacksonville |  | JACKSONVILLE FL | FL | 2551 | 1434 | Jacksonville | FL | FLJACKSV.txt
| 321 | "Florida" | FL | "Jacksonville" | 14 | Jacksonville |  | JACKSONVILLE FL | FL | 2551 | 1434 | Jacksonville | FL | FLJACKSV.txt
| 322 | "Florida" | FL | "Jacksonville" | 14 | Jacksonville |  | JACKSONVILLE FL | FL | 2551 | 1434 | Jacksonville | FL | FLJACKSV.txt
| 323 | "Florida" | FL | "Tallahassee" | 13 | Tallahassee |  | TALLAHASSEE FL | FL | 2518 | 1705 | Tallahassee | FL | FLTALLAH.txt
| 324 | "Florida" | FL | "Panama City" | 13 | Panama City |  | APALACHICOLA FL | FL | 2582 | 1429 | Tallahassee | FL | FLTALLAH.txt
| 325 | "Florida" | FL | "Pensacola" | 11 | Pensacola |  | PENSACOLA FL | FL | 2636 | 1617 | Mobile | AL | ALMOBILE.txt
| 326 | "Florida" | FL | "Gainesville" | 13 | Gainesville |  | GAINESVILLE FL | FL | 2609 | 1267 | Jacksonville | FL | FLJACKSV.txt
| 327 | "Florida" | FL | "Titusville" | 12 | Titusville |  | DAYTONA BEACH FL | FL | 2919 | 909 | Daytona Beach | FL | FLDAYTNA.txt
| 328 | "Florida" | FL | "Orlando" | 9 | Orlando |  | ORLANDO FL | FL | 3381 | 686 | Orlando | FL | FLORLAND.txt
| 329 | "Florida" | FL | "Melbourne" | 11 | Melbourne |  | VERO BEACH FL | FL | 3278 | 548 | Orlando | FL | FLORLAND.txt
| 330 | "Florida" | FL | "Miami" | 7 | Miami |  | KEY WEST FL | FL | 4798 | 100 | Miami Beach | FL | FLMIAMIB.txt
| 331 | "Florida" | FL | "Miami" | 7 | Miami |  | MIAMI FL | FL | 4198 | 200 | Miami Beach | FL | FLMIAMIB.txt
| 332 | "Florida" | FL | "Miami" | 7 | Miami |  | MIAMI FL | FL | 4198 | 200 | Miami Beach | FL | FLMIAMIB.txt
| 333 | "Florida" | FL | "Fort Lauderdale" | 17 | Fort Lauderdale |  | MIAMI FL | FL | 4198 | 200 | Miami Beach | FL | FLMIAMIB.txt
| 334 | "Florida" | FL | "West Palm Beach" | 17 | West Palm Beach |  | WEST PALM BEACH FL | FL | 3891 | 323 | West Palm Beach | FL | FLWPALMB.txt
| 335 | "Florida" | FL | "Tampa" | 7 | Tampa |  | TAMPA FL | FL | 3427 | 725 | Tampa St. Petersburg | FL | FLTAMPA.txt
| 336 | "Florida" | FL | "Tampa" | 7 | Tampa |  | TAMPA FL | FL | 3427 | 725 | Tampa St. Petersburg | FL | FLTAMPA.txt
| 337 | "Florida" | FL | "St. Petersburg" | 16 | St. Petersburg |  | TAMPA FL | FL | 3427 | 725 | Tampa St. Petersburg | FL | FLTAMPA.txt
| 338 | "Florida" | FL | "Lakeland" | 10 | Lakeland |  | TAMPA FL | FL | 3427 | 725 | Tampa St. Petersburg | FL | FLTAMPA.txt
| 339 | "Florida" | FL | "Fort Myers" | 12 | Fort Myers |  | FORT MYERS FL | FL | 3855 | 418 | Tampa St. Petersburg | FL | FLTAMPA.txt
| 342 | "Florida" | FL | "Bradenton" | 11 | Bradenton |  | TAMPA FL | FL | 3427 | 725 | Tampa St. Petersburg | FL | FLTAMPA.txt
| 344 | "Florida" | FL | "Ocala" | 7 | Ocala |  | DAYTONA BEACH FL | FL | 2919 | 909 | Daytona Beach | FL | FLDAYTNA.txt
| 346 | "Florida" | FL | "Clearwater" | 12 | Clearwater |  | TAMPA FL | FL | 3427 | 725 | Tampa St. Petersburg | FL | FLTAMPA.txt
| 347 | "Florida" | FL | "Orlando" | 9 | Orlando |  | ORLANDO FL | FL | 3381 | 686 | Orlando | FL | FLORLAND.txt
| 349 | "Florida" | FL | "Fort Pierce" | 13 | Fort Pierce |  | TAMPA FL | FL | 3427 | 725 | Tampa St. Petersburg | FL | FLTAMPA.txt
| 350 | "Alabama" | AL | "Birmingham" | 12 | Birmingham |  | BIRMINGHAM AP AL | AL | 1797 | 2918 | Birmingham | AL | ALBIRMIN.txt
| 351 | "Alabama" | AL | "Birmingham" | 12 | Birmingham |  | BIRMINGHAM AP AL | AL | 1797 | 2918 | Birmingham | AL | ALBIRMIN.txt
| 352 | "Alabama" | AL | "Birmingham" | 12 | Birmingham |  | BIRMINGHAM AP AL | AL | 1797 | 2918 | Birmingham | AL | ALBIRMIN.txt
| 354 | "Alabama" | AL | "Tuscaloosa" | 12 | Tuscaloosa |  | MERIDIAN MS | MS | 2138 | 2444 | Birmingham | AL | ALBIRMIN.txt
| 355 | "Alabama" | AL | "Jasper" | 8 | Jasper |  | HUNTSVILLE AL | AL | 1651 | 3323 | Huntsville | AL | ALHUNTSV.txt
| 356 | "Alabama" | AL | "Decatur/Florence" | 18 | Decatur/Florence |  | HUNTSVILLE AL | AL | 1651 | 3323 | Huntsville | AL | ALHUNTSV.txt
| 357 | "Alabama" | AL | "Huntsville" | 12 | Huntsville |  | CHATTANOOGA TN | TN | 1544 | 3587 | Chattanooga | TN | TNCHATTA.txt
| 358 | "Alabama" | AL | "Huntsville" | 12 | Huntsville |  | HUNTSVILLE AL | AL | 1651 | 3323 | Huntsville | AL | ALHUNTSV.txt
| 359 | "Alabama" | AL | "Gadsden" | 9 | Gadsden |  | ATLANTA GA | GA | 1667 | 2991 | Atlanta | GA | GAATLANT.txt
| 360 | "Alabama" | AL | "Montgomery" | 12 | Montgomery |  | COLUMBUS GA | GA | 2284 | 2261 | Montgomery | AL | ALMONTGO.txt
| 361 | "Alabama" | AL | "Montgomery" | 12 | Montgomery |  | MONTGOMERY AL | AL | 2212 | 2224 | Montgomery | AL | ALMONTGO.txt
| 362 | "Alabama" | AL | "Anniston" | 10 | Anniston |  | BIRMINGHAM AP AL | AL | 1797 | 2918 | Birmingham | AL | ALBIRMIN.txt
| 363 | "Alabama" | AL | "Dothan" | 8 | Dothan |  | MONTGOMERY AL | AL | 2212 | 2224 | Montgomery | AL | ALMONTGO.txt
| 364 | "Alabama" | AL | "Evergreen" | 11 | Evergreen |  | MONTGOMERY AL | AL | 2212 | 2224 | Montgomery | AL | ALMONTGO.txt
| 365 | "Alabama" | AL | "Mobile" | 8 | Mobile |  | MOBILE AL | AL | 2627 | 1702 | Mobile | AL | ALMOBILE.txt
| 366 | "Alabama" | AL | "Mobile" | 8 | Mobile |  | MOBILE AL | AL | 2627 | 1702 | Mobile | AL | ALMOBILE.txt
| 367 | "Alabama" | AL | "Selma" | 7 | Selma |  | MONTGOMERY AL | AL | 2212 | 2224 | Montgomery | AL | ALMONTGO.txt
| 368 | "Alabama" | AL | "Opelika" | 9 | Opelika |  | COLUMBUS GA | GA | 2284 | 2261 | Columbus | GA | GACOLMBS.txt
| 369 | "Alabama" | AL | "Butler" | 8 | Butler |  | MERIDIAN MS | MS | 2138 | 2444 | Jackson | MS | MSJACKSO.txt
| 370 | "Tennessee" | TN | "Nashville" | 11 | Nashville |  | NASHVILLE TN | TN | 1616 | 3729 | Nashville | TN | TNNASHVI.txt
| 371 | "Tennessee" | TN | "Nashville" | 11 | Nashville |  | NASHVILLE TN | TN | 1616 | 3729 | Nashville | TN | TNNASHVI.txt
| 372 | "Tennessee" | TN | "Nashville" | 11 | Nashville |  | NASHVILLE TN | TN | 1616 | 3729 | Nashville | TN | TNNASHVI.txt
| 373 | "Tennessee" | TN | "Chattanooga" | 13 | Chattanooga |  | HUNTSVILLE AL | AL | 1651 | 3323 | Chattanooga | TN | TNCHATTA.txt
| 374 | "Tennessee" | TN | "Chattanooga" | 13 | Chattanooga |  | CHATTANOOGA TN | TN | 1544 | 3587 | Chattanooga | TN | TNCHATTA.txt
| 376 | "Tennessee" | TN | "Johnson City" | 14 | Johnson City |  | BRISTOL-JHNSN CTY-KNGSPRT TN | TN | 972 | 4406 | Knoxville | TN | TNKNOXVI.txt
| 377 | "Tennessee" | TN | "Knoxville" | 11 | Knoxville |  | KNOXVILLE TN | TN | 1266 | 3937 | Knoxville | TN | TNKNOXVI.txt
| 378 | "Tennessee" | TN | "Knoxville" | 11 | Knoxville |  | KNOXVILLE TN | TN | 1266 | 3937 | Knoxville | TN | TNKNOXVI.txt
| 379 | "Tennessee" | TN | "Knoxville" | 11 | Knoxville |  | KNOXVILLE TN | TN | 1266 | 3937 | Knoxville | TN | TNKNOXVI.txt
| 380 | "Tennessee" | TN | "Memphis" | 9 | Memphis |  | MEMPHIS TN | TN | 2118 | 3082 | Memphis | TN | TNMEMPHI.txt
| 381 | "Tennessee" | TN | "Memphis" | 9 | Memphis |  | MEMPHIS TN | TN | 2118 | 3082 | Memphis | TN | TNMEMPHI.txt
| 382 | "Tennessee" | TN | "Mc_Kenzie" | 11 | Mc_Kenzie |  | NASHVILLE TN | TN | 1616 | 3729 | Nashville | TN | TNNASHVI.txt
| 383 | "Tennessee" | TN | "Jackson" | 9 | Jackson |  | HUNTSVILLE AL | AL | 1651 | 3323 | Huntsville | AL | ALHUNTSV.txt
| 384 | "Tennessee" | TN | "Columbia" | 10 | Columbia |  | NASHVILLE TN | TN | 1616 | 3729 | Nashville | TN | TNNASHVI.txt
| 385 | "Tennessee" | TN | "Cookeville" | 12 | Cookeville |  | NASHVILLE TN | TN | 1616 | 3729 | Nashville | TN | TNNASHVI.txt
| 386 | "Mississippi" | MS | "Oxford" | 8 | Oxford |  | MEMPHIS TN | TN | 2118 | 3082 | Memphis | TN | TNMEMPHI.txt
| 387 | "Mississippi" | MS | "Greenville" | 12 | Greenville |  | JACKSON MS | MS | 2215 | 2467 | Jackson | MS | MSJACKSO.txt
| 388 | "Mississippi" | MS | "Tupelo" | 8 | Tupelo |  | TUPELO MS | MS | 1908 | 3079 | Tupelo | MS | MSTUPELO.txt
| 389 | "Mississippi" | MS | "Grenada" | 9 | Grenada |  | MERIDIAN MS | MS | 2138 | 2444 | Tupelo | MS | MSTUPELO.txt
| 390 | "Mississippi" | MS | "Jackson" | 9 | Jackson |  | JACKSON MS | MS | 2215 | 2467 | Jackson | MS | MSJACKSO.txt
| 391 | "Mississippi" | MS | "Jackson" | 9 | Jackson |  | JACKSON MS | MS | 2215 | 2467 | Jackson | MS | MSJACKSO.txt
| 392 | "Mississippi" | MS | "Jackson" | 9 | Jackson |  | JACKSON MS | MS | 2215 | 2467 | Jackson | MS | MSJACKSO.txt
| 393 | "Mississippi" | MS | "Meridian" | 10 | Meridian |  | MERIDIAN MS | MS | 2138 | 2444 | Jackson | MS | MSJACKSO.txt
| 394 | "Mississippi" | MS | "Hattiesburg" | 13 | Hattiesburg |  | MOBILE AL | AL | 2627 | 1702 | Mobile | AL | ALMOBILE.txt
| 395 | "Mississippi" | MS | "Gulfport" | 10 | Gulfport |  | NEW ORLEANS LA | LA | 2655 | 1513 | New Orleans | LA | LANEWORL.txt
| 396 | "Mississippi" | MS | "McComb" | 8 | McComb |  | JACKSON MS | MS | 2215 | 2467 | Jackson | MS | MSJACKSO.txt
| 397 | "Mississippi" | MS | "Columbus" | 10 | Columbus |  | BIRMINGHAM AP AL | AL | 1797 | 2918 | Birmingham | AL | ALBIRMIN.txt
| 400 | "Kentucky" | KY | "Louisville" | 12 | Louisville |  | LOUISVILLE KY | KY | 1288 | 4514 | Louisville | KY | KYLOUISV.txt
| 401 | "Kentucky" | KY | "Louisville" | 12 | Louisville |  | LOUISVILLE KY | KY | 1288 | 4514 | Louisville | KY | KYLOUISV.txt
| 402 | "Kentucky" | KY | "Louisville" | 12 | Louisville |  | LOUISVILLE KY | KY | 1288 | 4514 | Louisville | KY | KYLOUISV.txt
| 403 | "Kentucky" | KY | "Lexington" | 11 | Lexington |  | LEXINGTON KY | KY | 1140 | 4783 | Lexington | KY | KYLEXING.txt
| 404 | "Kentucky" | KY | "Lexington" | 11 | Lexington |  | LEXINGTON KY | KY | 1140 | 4783 | Lexington | KY | KYLEXING.txt
| 405 | "Kentucky" | KY | "Lexington" | 11 | Lexington |  | LEXINGTON KY | KY | 1140 | 4783 | Lexington | KY | KYLEXING.txt
| 406 | "Kentucky" | KY | "Frankfort" | 11 | Frankfort |  | LEXINGTON KY | KY | 1140 | 4783 | Lexington | KY | KYLEXING.txt
| 407 | "Kentucky" | KY | "Corbin" | 8 | Corbin |  | KNOXVILLE TN | TN | 1266 | 3937 | Knoxville | TN | TNKNOXVI.txt
| 408 | "Kentucky" | KY | "Baxter" | 8 | Baxter |  | BRISTOL-JHNSN CTY-KNGSPRT TN | TN | 972 | 4406 | Knoxville | TN | TNKNOXVI.txt
| 409 | "Kentucky" | KY | "Middlesboro" | 13 | Middlesboro |  | BRISTOL-JHNSN CTY-KNGSPRT TN | TN | 972 | 4406 | Knoxville | TN | TNKNOXVI.txt
| 410 | "Kentucky" | KY | "Newport" | 9 | Newport |  | GREATER CINCINNATI AP KY | KY | 996 | 5248 | Cincinnati | OH | OHCINCIN.txt
| 411 | "Kentucky" | KY | "Ashland" | 9 | Ashland |  | LEXINGTON KY | KY | 1140 | 4783 | Lexington | KY | KYLEXING.txt
| 412 | "Kentucky" | KY | "Ashland" | 9 | Ashland |  | HUNTINGTON WV | WV | 1005 | 4665 | Charleston | WV | WVCHARLE.txt
| 413 | "Kentucky" | KY | "Campton" | 9 | Campton |  | JACKSON KY | KY | 1033 | 4393 | Lexington | KY | KYLEXING.txt
| 414 | "Kentucky" | KY | "Campton" | 9 | Campton |  | LEXINGTON KY | KY | 1140 | 4783 | Lexington | KY | KYLEXING.txt
| 415 | "Kentucky" | KY | "Pikeville" | 11 | Pikeville |  | CHARLESTON WV | WV | 1031 | 4646 | Charleston | WV | WVCHARLE.txt
| 416 | "Kentucky" | KY | "Pikeville" | 11 | Pikeville |  | HUNTINGTON WV | WV | 1005 | 4665 | Charleston | WV | WVCHARLE.txt
| 417 | "Kentucky" | KY | "Hazard" | 8 | Hazard |  | HUNTINGTON WV | WV | 1005 | 4665 | Charleston | WV | WVCHARLE.txt
| 418 | "Kentucky" | KY | "Hazard" | 8 | Hazard |  | HUNTINGTON WV | WV | 1005 | 4665 | Charleston | WV | WVCHARLE.txt
| 420 | "Kentucky" | KY | "Paducah" | 9 | Paducah |  | PADUCAH KY | KY | 1475 | 4279 | Paducah | KY | KYPADUCA.txt
| 421 | "Kentucky" | KY | "Bowling Green" | 15 | Bowling Green |  | LOUISVILLE KY | KY | 1288 | 4514 | Louisville | KY | KYLOUISV.txt
| 422 | "Kentucky" | KY | "Russellville" | 14 | Russellville |  | LOUISVILLE KY | KY | 1288 | 4514 | Louisville | KY | KYLOUISV.txt
| 423 | "Kentucky" | KY | "Owensboro" | 11 | Owensboro |  | NASHVILLE TN | TN | 1616 | 3729 | Nashville | TN | TNNASHVI.txt
| 424 | "Kentucky" | KY | "Henderson" | 11 | Henderson |  | EVANSVILLE IN | IN | 1376 | 4708 | Evansville | IN | INEVANSV.txt
| 425 | "Kentucky" | KY | "Somerset" | 10 | Somerset |  | LEXINGTON KY | KY | 1140 | 4783 | Lexington | KY | KYLEXING.txt
| 426 | "Kentucky" | KY | "Somerset" | 10 | Somerset |  | LEXINGTON KY | KY | 1140 | 4783 | Lexington | KY | KYLEXING.txt
| 427 | "Kentucky" | KY | "Elizabethtown" | 15 | Elizabethtown |  | NASHVILLE TN | TN | 1616 | 3729 | Nashville | TN | TNNASHVI.txt
| 430 | "Ohio" | OH | "Columbus" | 10 | Columbus |  | COLUMBUS OH | OH | 797 | 5708 | Columbus | OH | OHCOLMBS.txt
| 431 | "Ohio" | OH | "Columbus" | 10 | Columbus |  | COLUMBUS OH | OH | 797 | 5708 | Columbus | OH | OHCOLMBS.txt
| 432 | "Ohio" | OH | "Columbus" | 10 | Columbus |  | COLUMBUS OH | OH | 797 | 5708 | Columbus | OH | OHCOLMBS.txt
| 433 | "Ohio" | OH | "Marion" | 8 | Marion |  | DAYTON OH | OH | 886 | 5708 | Dayton | OH | OHDAYTON.txt
| 434 | "Ohio" | OH | "Bowling Green" | 15 | Bowling Green |  | TOLEDO OH | OH | 610 | 6579 | Toledo | OH | OHTOLEDO.txt
| 435 | "Ohio" | OH | "Napoleon" | 10 | Napoleon |  | FORT WAYNE IN | IN | 824 | 6273 | Fort Wayne | IN | INFTWAYN.txt
| 436 | "Ohio" | OH | "Toledo" | 8 | Toledo |  | TOLEDO OH | OH | 610 | 6579 | Toledo | OH | OHTOLEDO.txt
| 437 | "Ohio" | OH | "Zanesville" | 12 | Zanesville |  | PITTSBURGH PA | PA | 654 | 5968 | Pittsburgh | PA | PAPITTSB.txt
| 438 | "Ohio" | OH | "Zanesville" | 12 | Zanesville |  | COLUMBUS OH | OH | 797 | 5708 | Columbus | OH | OHCOLMBS.txt
| 439 | "Ohio" | OH | "Stuebenville" | 14 | Stuebenville |  | PITTSBURGH PA | PA | 654 | 5968 | Pittsburgh | PA | PAPITTSB.txt
| 440 | "Ohio" | OH | "Cleveland" | 11 | Cleveland |  | CLEVELAND OH | OH | 621 | 6201 | Cleveland | OH | OHCLEVEL.txt
| 441 | "Ohio" | OH | "Cleveland" | 11 | Cleveland |  | CLEVELAND OH | OH | 621 | 6201 | Cleveland | OH | OHCLEVEL.txt
| 442 | "Ohio" | OH | "Akron" | 7 | Akron |  | AKRON OH | OH | 625 | 6160 | Akron Canton | OH | OHAKRON.txt
| 443 | "Ohio" | OH | "Akron" | 7 | Akron |  | AKRON OH | OH | 625 | 6160 | Akron Canton | OH | OHAKRON.txt
| 444 | "Ohio" | OH | "Youngstown" | 12 | Youngstown |  | YOUNGSTOWN OH | OH | 497 | 6544 | Youngstown | OH | OHYOUNGS.txt
| 445 | "Ohio" | OH | "Youngstown" | 12 | Youngstown |  | YOUNGSTOWN OH | OH | 497 | 6544 | Youngstown | OH | OHYOUNGS.txt
| 446 | "Ohio" | OH | "Canton" | 8 | Canton |  | AKRON OH | OH | 625 | 6160 | Akron Canton | OH | OHAKRON.txt
| 447 | "Ohio" | OH | "Canton" | 8 | Canton |  | AKRON OH | OH | 625 | 6160 | Akron Canton | OH | OHAKRON.txt
| 448 | "Ohio" | OH | "Mansfield" | 11 | Mansfield |  | MANSFIELD OH | OH | 666 | 6258 | Akron Canton | OH | OHAKRON.txt
| 449 | "Ohio" | OH | "Mansfield" | 11 | Mansfield |  | MANSFIELD OH | OH | 666 | 6258 | Akron Canton | OH | OHAKRON.txt
| 450 | "Ohio" | OH | "Cincinnati" | 12 | Cincinnati |  | GREATER CINCINNATI AP KY | KY | 996 | 5248 | Cincinnati | OH | OHCINCIN.txt
| 451 | "Ohio" | OH | "Cincinnati" | 12 | Cincinnati |  | GREATER CINCINNATI AP KY | KY | 996 | 5248 | Cincinnati | OH | OHCINCIN.txt
| 452 | "Ohio" | OH | "Cincinnati" | 12 | Cincinnati |  | GREATER CINCINNATI AP KY | KY | 996 | 5248 | Cincinnati | OH | OHCINCIN.txt
| 453 | "Ohio" | OH | "Dayton" | 8 | Dayton |  | COLUMBUS OH | OH | 797 | 5708 | Dayton | OH | OHDAYTON.txt
| 454 | "Ohio" | OH | "Dayton" | 8 | Dayton |  | DAYTON OH | OH | 886 | 5708 | Dayton | OH | OHDAYTON.txt
| 455 | "Ohio" | OH | "Springfield" | 13 | Springfield |  | DAYTON OH | OH | 886 | 5708 | Dayton | OH | OHDAYTON.txt
| 456 | "Ohio" | OH | "Chillicothe" | 13 | Chillicothe |  | GREATER CINCINNATI AP KY | KY | 996 | 5248 | Cincinnati | OH | OHCINCIN.txt
| 457 | "Ohio" | OH | "Athens" | 8 | Athens |  | COLUMBUS OH | OH | 797 | 5708 | Columbus | OH | OHCOLMBS.txt
| 458 | "Ohio" | OH | "Lima" | 6 | Lima |  | DAYTON OH | OH | 886 | 5708 | Dayton | OH | OHDAYTON.txt
| 460 | "Indiana" | IN | "Indianapolis" | 14 | Indianapolis |  | INDIANAPOLIS IN | IN | 1014 | 5615 | Indianapolis | IN | ININDIAN.txt
| 461 | "Indiana" | IN | "Indianapolis" | 14 | Indianapolis |  | INDIANAPOLIS IN | IN | 1014 | 5615 | Indianapolis | IN | ININDIAN.txt
| 462 | "Indiana" | IN | "Indianapolis" | 14 | Indianapolis |  | INDIANAPOLIS IN | IN | 1014 | 5615 | Indianapolis | IN | ININDIAN.txt
| 463 | "Indiana" | IN | "Gary" | 6 | Gary |  | SOUTH BEND IN | IN | 728 | 6331 | South Bend | IN | INSOBEND.txt
| 464 | "Indiana" | IN | "Gary" | 6 | Gary |  | CHICAGO IL | IL | 752 | 6536 | Chicago | IL | ILCHICAG.txt
| 465 | "Indiana" | IN | "South Bend" | 12 | South Bend |  | FORT WAYNE IN | IN | 824 | 6273 | South Bend | IN | INSOBEND.txt
| 466 | "Indiana" | IN | "South Bend" | 12 | South Bend |  | SOUTH BEND IN | IN | 728 | 6331 | South Bend | IN | INSOBEND.txt
| 467 | "Indiana" | IN | "Fort Wayne" | 12 | Fort Wayne |  | SOUTH BEND IN | IN | 728 | 6331 | Fort Wayne | IN | INFTWAYN.txt
| 468 | "Indiana" | IN | "Fort Wayne" | 12 | Fort Wayne |  | FORT WAYNE IN | IN | 824 | 6273 | Fort Wayne | IN | INFTWAYN.txt
| 469 | "Indiana" | IN | "Kokomo" | 8 | Kokomo |  | SOUTH BEND IN | IN | 728 | 6331 | South Bend | IN | INSOBEND.txt
| 470 | "Indiana" | IN | "Lawrenceburg" | 14 | Lawrenceburg |  | GREATER CINCINNATI AP KY | KY | 996 | 5248 | Cincinnati | OH | OHCINCIN.txt
| 471 | "Indiana" | IN | "New Albany" | 12 | New Albany |  | LOUISVILLE KY | KY | 1288 | 4514 | Louisville | KY | KYLOUISV.txt
| 472 | "Indiana" | IN | "Columbus" | 10 | Columbus |  | INDIANAPOLIS IN | IN | 1014 | 5615 | Indianapolis | IN | ININDIAN.txt
| 473 | "Indiana" | IN | "Muncie" | 8 | Muncie |  | DAYTON OH | OH | 886 | 5708 | Dayton | OH | OHDAYTON.txt
| 474 | "Indiana" | IN | "Bloomington" | 13 | Bloomington |  | INDIANAPOLIS IN | IN | 1014 | 5615 | Indianapolis | IN | ININDIAN.txt
| 475 | "Indiana" | IN | "Washington" | 12 | Washington |  | EVANSVILLE IN | IN | 1376 | 4708 | Evansville | IN | INEVANSV.txt
| 476 | "Indiana" | IN | "Evansville" | 12 | Evansville |  | EVANSVILLE IN | IN | 1376 | 4708 | Evansville | IN | INEVANSV.txt
| 477 | "Indiana" | IN | "Evansville" | 12 | Evansville |  | EVANSVILLE IN | IN | 1376 | 4708 | Evansville | IN | INEVANSV.txt
| 478 | "Indiana" | IN | "Terre Haute" | 13 | Terre Haute |  | INDIANAPOLIS IN | IN | 1014 | 5615 | Indianapolis | IN | ININDIAN.txt
| 479 | "Indiana" | IN | "Lafayette" | 11 | Lafayette |  | SOUTH BEND IN | IN | 728 | 6331 | South Bend | IN | INSOBEND.txt
| 480 | "Michigan" | MI | "Royal Oak" | 11 | Royal Oak |  | DETROIT MI | MI | 626 | 6569 | Detroit | MI | MIDETROI.txt
| 481 | "Michigan" | MI | "Ann Arbor" | 11 | Ann Arbor |  | DETROIT MI | MI | 626 | 6569 | Detroit | MI | MIDETROI.txt
| 482 | "Michigan" | MI | "Detroit" | 9 | Detroit |  | DETROIT MI | MI | 626 | 6569 | Detroit | MI | MIDETROI.txt
| 483 | "Michigan" | MI | "Detroit" | 9 | Detroit |  | DETROIT MI | MI | 626 | 6569 | Detroit | MI | MIDETROI.txt
| 484 | "Michigan" | MI | "Flint" | 7 | Flint |  | LANSING MI | MI | 490 | 7101 | Flint | MI | MIFLINT.txt
| 485 | "Michigan" | MI | "Flint" | 7 | Flint |  | FLINT MI | MI | 483 | 6979 | Flint | MI | MIFLINT.txt
| 486 | "Michigan" | MI | "Saginaw" | 9 | Saginaw |  | LANSING MI | MI | 490 | 7101 | Lansing | MI | MILANSIN.txt
| 487 | "Michigan" | MI | "Saginaw" | 9 | Saginaw |  | FLINT MI | MI | 483 | 6979 | Flint | MI | MIFLINT.txt
| 488 | "Michigan" | MI | "Lansing" | 9 | Lansing |  | FLINT MI | MI | 483 | 6979 | Lansing | MI | MILANSIN.txt
| 489 | "Michigan" | MI | "Lansing" | 9 | Lansing |  | LANSING MI | MI | 490 | 7101 | Lansing | MI | MILANSIN.txt
| 490 | "Michigan" | MI | "Kalamazoo" | 11 | Kalamazoo |  | SOUTH BEND IN | IN | 728 | 6331 | South Bend | IN | INSOBEND.txt
| 491 | "Michigan" | MI | "Kalamazoo" | 11 | Kalamazoo |  | SOUTH BEND IN | IN | 728 | 6331 | South Bend | IN | INSOBEND.txt
| 492 | "Michigan" | MI | "Jackson" | 9 | Jackson |  | TOLEDO OH | OH | 610 | 6579 | Toledo | OH | OHTOLEDO.txt
| 493 | "Michigan" | MI | "Grand Rapids" | 14 | Grand Rapids |  | MUSKEGON MI | MI | 431 | 6924 | Grand Rapids | MI | MIGRNDRA.txt
| 494 | "Michigan" | MI | "Muskegon" | 10 | Muskegon |  | MUSKEGON MI | MI | 431 | 6924 | Grand Rapids | MI | MIGRNDRA.txt
| 495 | "Michigan" | MI | "Grand Rapids" | 14 | Grand Rapids |  | GRAND RAPIDS MI | MI | 534 | 6973 | Grand Rapids | MI | MIGRNDRA.txt
| 496 | "Michigan" | MI | "Traverse City" | 15 | Traverse City |  | ALPENA MI | MI | 231 | 8284 | Sault Ste Marie | MI | MISTEMAR.txt
| 497 | "Michigan" | MI | "Mackinaw City" | 15 | Mackinaw City |  | SAULT STE. MARIE MI | MI | 131 | 9316 | Sault Ste Marie | MI | MISTEMAR.txt
| 498 | "Michigan" | MI | "Iron Mountain" | 15 | Iron Mountain |  | MARQUETTE MI | MI | 155 | 9567 | Sault Ste Marie | MI | MISTEMAR.txt
| 499 | "Michigan" | MI | "Houghton" | 10 | Houghton |  | HOUGHTON LAKE MI | MI | 256 | 8218 | Sault Ste Marie | MI | MISTEMAR.txt
| 500 | "Iowa" | IA | "Des Moines" | 12 | Des Moines |  | DES MOINES IA | IA | 1036 | 6497 | Des Moines | IA | IADESMOI.txt
| 501 | "Iowa" | IA | "Des Moines" | 12 | Des Moines |  | DES MOINES IA | IA | 1036 | 6497 | Des Moines | IA | IADESMOI.txt
| 502 | "Iowa" | IA | "Des Moines" | 12 | Des Moines |  | DES MOINES IA | IA | 1036 | 6497 | Des Moines | IA | IADESMOI.txt
| 503 | "Iowa" | IA | "Des Moines" | 12 | Des Moines |  | DES MOINES IA | IA | 1036 | 6497 | Des Moines | IA | IADESMOI.txt
| 504 | "Iowa" | IA | "Mason City" | 12 | Mason City |  | WATERLOO IA | IA | 702 | 7406 | Des Moines | IA | IADESMOI.txt
| 505 | "Iowa" | IA | "Fort Dodge" | 12 | Fort Dodge |  | SIOUX CITY IA | IA | 907 | 6893 | Sioux City | IA | IASIOCTY.txt
| 506 | "Iowa" | IA | "Waterloo" | 10 | Waterloo |  | WATERLOO IA | IA | 702 | 7406 | Des Moines | IA | IADESMOI.txt
| 507 | "Iowa" | IA | "Waterloo" | 10 | Waterloo |  | WATERLOO IA | IA | 702 | 7406 | Des Moines | IA | IADESMOI.txt
| 508 | "Iowa" | IA | "Creston" | 9 | Creston |  | DES MOINES IA | IA | 1036 | 6497 | Des Moines | IA | IADESMOI.txt
| 510 | "Iowa" | IA | "Sioux City" | 12 | Sioux City |  | SIOUX CITY IA | IA | 907 | 6893 | Sioux City | IA | IASIOCTY.txt
| 511 | "Iowa" | IA | "Sioux City" | 12 | Sioux City |  | SIOUX CITY IA | IA | 907 | 6893 | Sioux City | IA | IASIOCTY.txt
| 512 | "Iowa" | IA | "Sheldon" | 9 | Sheldon |  | SIOUX FALLS SD | SD | 744 | 7809 | Sioux Falls | SD | SDSIOFAL.txt
| 513 | "Iowa" | IA | "Spencer" | 9 | Spencer |  | SIOUX FALLS SD | SD | 744 | 7809 | Sioux Falls | SD | SDSIOFAL.txt
| 514 | "Iowa" | IA | "Carroll" | 9 | Carroll |  | SIOUX CITY IA | IA | 907 | 6893 | Sioux City | IA | IASIOCTY.txt
| 515 | "Iowa" | IA | "Council Bluffs" | 16 | Council Bluffs |  | OMAHA (NORTH) NE | NE | 1037 | 6413 | Omaha | NE | NEOMAHA.txt
| 516 | "Iowa" | IA | "Shenandoah" | 12 | Shenandoah |  | OMAHA (NORTH) NE | NE | 1037 | 6413 | Omaha | NE | NEOMAHA.txt
| 520 | "Iowa" | IA | "Dubuque" | 9 | Dubuque |  | DUBUQUE IA | IA | 593 | 7327 | Des Moines | IA | IADESMOI.txt
| 521 | "Iowa" | IA | "Decorah" | 9 | Decorah |  | LA CROSSE WI | WI | 692 | 7491 | Des Moines | IA | IADESMOI.txt
| 522 | "Iowa" | IA | "Cedar Rapids" | 14 | Cedar Rapids |  | DES MOINES IA | IA | 1036 | 6497 | Des Moines | IA | IADESMOI.txt
| 523 | "Iowa" | IA | "Cedar Rapids" | 14 | Cedar Rapids |  | DES MOINES IA | IA | 1036 | 6497 | Des Moines | IA | IADESMOI.txt
| 524 | "Iowa" | IA | "Cedar Rapids" | 14 | Cedar Rapids |  | WATERLOO IA | IA | 702 | 7406 | Des Moines | IA | IADESMOI.txt
| 525 | "Iowa" | IA | "Ottumwa" | 9 | Ottumwa |  | MOLINE IL | IL | 911 | 6474 | Des Moines | IA | IADESMOI.txt
| 526 | "Iowa" | IA | "Burlington" | 12 | Burlington |  | MOLINE IL | IL | 911 | 6474 | Des Moines | IA | IADESMOI.txt
| 527 | "Iowa" | IA | "Davenport" | 11 | Davenport |  | MOLINE IL | IL | 911 | 6474 | Des Moines | IA | IADESMOI.txt
| 528 | "Iowa" | IA | "Davenport" | 11 | Davenport |  | MOLINE IL | IL | 911 | 6474 | Des Moines | IA | IADESMOI.txt
| 530 | "Wisconsin" | WI | "Milwaukee" | 11 | Milwaukee |  | MADISON WI | WI | 485 | 7673 | Milwaukee | WI | WIMILWAU.txt
| 531 | "Wisconsin" | WI | "Milwaukee" | 11 | Milwaukee |  | MADISON WI | WI | 485 | 7673 | Milwaukee | WI | WIMILWAU.txt
| 532 | "Wisconsin" | WI | "Milwaukee" | 11 | Milwaukee |  | MILWAUKEE WI | WI | 479 | 7324 | Milwaukee | WI | WIMILWAU.txt
| 533 | "Wisconsin" | WI | "Milwaukee" | 11 | Milwaukee |  | MILWAUKEE WI | WI | 479 | 7324 | Milwaukee | WI | WIMILWAU.txt
| 534 | "Wisconsin" | WI | "Racine" | 8 | Racine |  | MILWAUKEE WI | WI | 479 | 7324 | Milwaukee | WI | WIMILWAU.txt
| 535 | "Wisconsin" | WI | "Madison" | 9 | Madison |  | LA CROSSE WI | WI | 692 | 7491 | Madison | WI | WIMADISO.txt
| 536 | "Wisconsin" | WI | "Madison" | 9 | Madison |  | LA CROSSE WI | WI | 692 | 7491 | Madison | WI | WIMADISO.txt
| 537 | "Wisconsin" | WI | "Madison" | 9 | Madison |  | MADISON WI | WI | 485 | 7673 | Madison | WI | WIMADISO.txt
| 538 | "Wisconsin" | WI | "Platteville" | 13 | Platteville |  | WATERLOO IA | IA | 702 | 7406 | Madison | WI | WIMADISO.txt
| 539 | "Wisconsin" | WI | "Portage" | 9 | Portage |  | MADISON WI | WI | 485 | 7673 | Madison | WI | WIMADISO.txt
| 540 | "Wisconsin" | WI | "River Falls" | 13 | River Falls |  | MINNEAPOLIS-ST.PAUL MN | MN | 682 | 7981 | Minneapolis St. Paul | MN | MNMINPLS.txt
| 541 | "Wisconsin" | WI | "Green Bay" | 11 | Green Bay |  | GREEN BAY WI | WI | 381 | 8089 | Green Bay | WI | WIGREBAY.txt
| 542 | "Wisconsin" | WI | "Green Bay" | 11 | Green Bay |  | GREEN BAY WI | WI | 381 | 8089 | Green Bay | WI | WIGREBAY.txt
| 543 | "Wisconsin" | WI | "Green Bay" | 11 | Green Bay |  | GREEN BAY WI | WI | 381 | 8089 | Green Bay | WI | WIGREBAY.txt
| 544 | "Wisconsin" | WI | "Wausau" | 8 | Wausau |  | GREEN BAY WI | WI | 381 | 8089 | Green Bay | WI | WIGREBAY.txt
| 545 | "Wisconsin" | WI | "Rhinelander" | 13 | Rhinelander |  | HOUGHTON LAKE MI | MI | 256 | 8218 | Green Bay | WI | WIGREBAY.txt
| 546 | "Wisconsin" | WI | "La Crosse" | 11 | La Crosse |  | MADISON WI | WI | 485 | 7673 | Madison | WI | WIMADISO.txt
| 547 | "Wisconsin" | WI | "Eau Claire" | 12 | Eau Claire |  | MINNEAPOLIS-ST.PAUL MN | MN | 682 | 7981 | Minneapolis St. Paul | MN | MNMINPLS.txt
| 548 | "Wisconsin" | WI | "Spooner" | 9 | Spooner |  | SAINT CLOUD MN | MN | 415 | 8928 | Madison | WI | WIMADISO.txt
| 549 | "Wisconsin" | WI | "Oshkosh" | 9 | Oshkosh |  | LA CROSSE WI | WI | 692 | 7491 | Madison | WI | WIMADISO.txt
| 550 | "Minnesota" | MN | "Saint Paul" | 12 | Saint Paul |  | MINNEAPOLIS-ST.PAUL MN | MN | 682 | 7981 | Minneapolis St. Paul | MN | MNMINPLS.txt
| 551 | "Minnesota" | MN | "Saint Paul" | 12 | Saint Paul |  | MINNEAPOLIS-ST.PAUL MN | MN | 682 | 7981 | Minneapolis St. Paul | MN | MNMINPLS.txt
| 553 | "Minnesota" | MN | "Minneapolis" | 13 | Minneapolis |  | MINNEAPOLIS-ST.PAUL MN | MN | 682 | 7981 | Minneapolis St. Paul | MN | MNMINPLS.txt
| 554 | "Minnesota" | MN | "Minneapolis" | 13 | Minneapolis |  | MINNEAPOLIS-ST.PAUL MN | MN | 682 | 7981 | Minneapolis St. Paul | MN | MNMINPLS.txt
| 556 | "Minnesota" | MN | "Duluth" | 8 | Duluth |  | DULUTH MN | MN | 180 | 9818 | Duluth | MN | MNDULUTH.txt
| 557 | "Minnesota" | MN | "Duluth" | 8 | Duluth |  | DULUTH MN | MN | 180 | 9818 | Duluth | MN | MNDULUTH.txt
| 558 | "Minnesota" | MN | "Duluth" | 8 | Duluth |  | DULUTH MN | MN | 180 | 9818 | Duluth | MN | MNDULUTH.txt
| 559 | "Minnesota" | MN | "Rochester" | 11 | Rochester |  | ROCHESTER MN | MN | 472 | 8250 | Minneapolis St. Paul | MN | MNMINPLS.txt
| 560 | "Minnesota" | MN | "Mankato" | 9 | Mankato |  | ROCHESTER MN | MN | 472 | 8250 | Minneapolis St. Paul | MN | MNMINPLS.txt
| 561 | "Minnesota" | MN | "Windom" | 8 | Windom |  | SIOUX FALLS SD | SD | 744 | 7809 | Sioux Falls | SD | SDSIOFAL.txt
| 562 | "Minnesota" | MN | "Willmar" | 9 | Willmar |  | HURON SD | SD | 743 | 7923 | Minneapolis St. Paul | MN | MNMINPLS.txt
| 563 | "Minnesota" | MN | "Saint Cloud" | 13 | Saint Cloud |  | SAINT CLOUD MN | MN | 415 | 8928 | Minneapolis St. Paul | MN | MNMINPLS.txt
| 564 | "Minnesota" | MN | "Brainerd" | 10 | Brainerd |  | SAINT CLOUD MN | MN | 415 | 8928 | Minneapolis St. Paul | MN | MNMINPLS.txt
| 565 | "Minnesota" | MN | "Detroit Lakes" | 15 | Detroit Lakes |  | FARGO ND | ND | 537 | 9254 | Fargo | ND | NDFARGO.txt
| 566 | "Minnesota" | MN | "Bemidji" | 9 | Bemidji |  | INTERNATIONAL FALLS MN | MN | 249 | 10487 | Duluth | MN | MNDULUTH.txt
| 567 | "Minnesota" | MN | "Thief River Falls" | 19 | Thief River Falls |  | FARGO ND | ND | 537 | 9254 | Fargo | ND | NDFARGO.txt
| 570 | "South_Dakota" | SD | "Sioux Falls" | 13 | Sioux Falls |  | SIOUX FALLS SD | SD | 744 | 7809 | Sioux Falls | SD | SDSIOFAL.txt
| 571 | "South_Dakota" | SD | "Sioux Falls" | 13 | Sioux Falls |  | SIOUX FALLS SD | SD | 744 | 7809 | Sioux Falls | SD | SDSIOFAL.txt
| 572 | "South_Dakota" | SD | "Watertown" | 11 | Watertown |  | FARGO ND | ND | 537 | 9254 | Fargo | ND | NDFARGO.txt
| 573 | "South_Dakota" | SD | "Mitchell" | 10 | Mitchell |  | RAPID CITY SD | SD | 611 | 7301 | Rapid City | SD | SDRAPCTY.txt
| 574 | "South_Dakota" | SD | "Aberdeen" | 10 | Aberdeen |  | ABERDEEN SD | SD | 633 | 8446 | Fargo | ND | NDFARGO.txt
| 575 | "South_Dakota" | SD | "Pierre" | 8 | Pierre |  | RAPID CITY SD | SD | 611 | 7301 | Rapid City | SD | SDRAPCTY.txt
| 576 | "South_Dakota" | SD | "Mobridge" | 10 | Mobridge |  | BISMARCK ND | ND | 488 | 8968 | Bismarck | ND | NDBISMAR.txt
| 577 | "South_Dakota" | SD | "Rapid City" | 12 | Rapid City |  | RAPID CITY SD | SD | 611 | 7301 | Rapid City | SD | SDRAPCTY.txt
| 580 | "North_Dakota" | ND | "Fargo" | 7 | Fargo |  | FARGO ND | ND | 537 | 9254 | Fargo | ND | NDFARGO.txt
| 581 | "North_Dakota" | ND | "Fargo" | 7 | Fargo |  | FARGO ND | ND | 537 | 9254 | Fargo | ND | NDFARGO.txt
| 582 | "North_Dakota" | ND | "Grand Forks" | 13 | Grand Forks |  | FARGO ND | ND | 537 | 9254 | Fargo | ND | NDFARGO.txt
| 583 | "North_Dakota" | ND | "Devils Lake" | 13 | Devils Lake |  | FARGO ND | ND | 537 | 9254 | Fargo | ND | NDFARGO.txt
| 584 | "North_Dakota" | ND | "Jamestown" | 11 | Jamestown |  | BISMARCK ND | ND | 488 | 8968 | Bismarck | ND | NDBISMAR.txt
| 585 | "North_Dakota" | ND | "Bismarck" | 10 | Bismarck |  | BISMARCK ND | ND | 488 | 8968 | Bismarck | ND | NDBISMAR.txt
| 586 | "North_Dakota" | ND | "Dickinson" | 11 | Dickinson |  | BISMARCK ND | ND | 488 | 8968 | Bismarck | ND | NDBISMAR.txt
| 587 | "North_Dakota" | ND | "Minot" | 7 | Minot |  | WILLISTON ND | ND | 548 | 9090 | Bismarck | ND | NDBISMAR.txt
| 588 | "North_Dakota" | ND | "Williston" | 11 | Williston |  | WILLISTON ND | ND | 548 | 9090 | Bismarck | ND | NDBISMAR.txt
| 590 | "Montana" | MT | "Billings" | 10 | Billings |  | BILLINGS MT | MT | 652 | 7164 | Billings | MT | MTBILLIN.txt
| 591 | "Montana" | MT | "Billings" | 10 | Billings |  | BILLINGS MT | MT | 652 | 7164 | Billings | MT | MTBILLIN.txt
| 592 | "Montana" | MT | "Wolf Point" | 12 | Wolf Point |  | GLASGOW MT | MT | 558 | 8745 | Great Falls | MT | MTGRFALL.txt
| 593 | "Montana" | MT | "Miles City" | 12 | Miles City |  | GLASGOW MT | MT | 558 | 8745 | Great Falls | MT | MTGRFALL.txt
| 594 | "Montana" | MT | "Great Falls" | 13 | Great Falls |  | GREAT FALLS MT | MT | 388 | 7741 | Great Falls | MT | MTGRFALL.txt
| 595 | "Montana" | MT | "Havre" | 7 | Havre |  | GREAT FALLS MT | MT | 388 | 7741 | Great Falls | MT | MTGRFALL.txt
| 596 | "Montana" | MT | "Helena" | 8 | Helena |  | HELENA MT | MT | 386 | 8031 | Helena | MT | MTHELENA.txt
| 597 | "Montana" | MT | "Butte" | 7 | Butte |  | MISSOULA MT | MT | 280 | 7792 | Helena | MT | MTHELENA.txt
| 598 | "Montana" | MT | "Missoula" | 10 | Missoula |  | MISSOULA MT | MT | 280 | 7792 | Helena | MT | MTHELENA.txt
| 599 | "Montana" | MT | "Kalispell" | 11 | Kalispell |  | KALISPELL MT | MT | 149 | 8378 | Great Falls | MT | MTGRFALL.txt
| 600 | "Illinois" | IL | "North Chicago Sub." | 20 | North Chicago Sub. |  | ROCKFORD IL | IL | 702 | 6969 | Rockford | IL | ILROCKFO.txt
| 601 | "Illinois" | IL | "North Chicago Sub." | 20 | North Chicago Sub. |  | ROCKFORD IL | IL | 702 | 6969 | Rockford | IL | ILROCKFO.txt
| 602 | "Illinois" | IL | "Evanston" | 10 | Evanston |  | CHICAGO IL | IL | 752 | 6536 | Chicago | IL | ILCHICAG.txt
| 603 | "Illinois" | IL | "Oak Park" | 10 | Oak Park |  | CHICAGO IL | IL | 752 | 6536 | Chicago | IL | ILCHICAG.txt
| 604 | "Illinois" | IL | "South Chicago Sub." | 20 | South Chicago Sub. |  | CHICAGO IL | IL | 752 | 6536 | Chicago | IL | ILCHICAG.txt
| 605 | "Illinois" | IL | "South Chicago Sub." | 20 | South Chicago Sub. |  | CHICAGO IL | IL | 752 | 6536 | Chicago | IL | ILCHICAG.txt
| 606 | "Illinois" | IL | "Chicago" | 9 | Chicago |  | CHICAGO IL | IL | 752 | 6536 | Chicago | IL | ILCHICAG.txt
| 607 | "Illinois" | IL | "Chicago" | 9 | Chicago |  | CHICAGO IL | IL | 752 | 6536 | Chicago | IL | ILCHICAG.txt
| 609 | "Illinois" | IL | "Kankakee" | 10 | Kankakee |  | PEORIA IL | IL | 982 | 6148 | Peoria | IL | ILPEORIA.txt
| 610 | "Illinois" | IL | "Rockford" | 10 | Rockford |  | ROCKFORD IL | IL | 702 | 6969 | Rockford | IL | ILROCKFO.txt
| 611 | "Illinois" | IL | "Rockford" | 10 | Rockford |  | ROCKFORD IL | IL | 702 | 6969 | Rockford | IL | ILROCKFO.txt
| 612 | "Illinois" | IL | "Rock Island" | 13 | Rock Island |  | MOLINE IL | IL | 911 | 6474 | Peoria | IL | ILPEORIA.txt
| 613 | "Illinois" | IL | "La Salle" | 10 | La Salle |  | MOLINE IL | IL | 911 | 6474 | Peoria | IL | ILPEORIA.txt
| 614 | "Illinois" | IL | "Galesburg" | 11 | Galesburg |  | MOLINE IL | IL | 911 | 6474 | Peoria | IL | ILPEORIA.txt
| 615 | "Illinois" | IL | "Peoria" | 8 | Peoria |  | PEORIA IL | IL | 982 | 6148 | Peoria | IL | ILPEORIA.txt
| 616 | "Illinois" | IL | "Peoria" | 8 | Peoria |  | PEORIA IL | IL | 982 | 6148 | Peoria | IL | ILPEORIA.txt
| 617 | "Illinois" | IL | "Bloomington" | 13 | Bloomington |  | SPRINGFIELD IL | IL | 1141 | 5688 | Springfield | IL | ILSPRING.txt
| 618 | "Illinois" | IL | "Champaign/Urbana" | 18 | Champaign/Urbana |  | SPRINGFIELD IL | IL | 1141 | 5688 | Springfield | IL | ILSPRING.txt
| 619 | "Illinois" | IL | "Champaign/Urbana" | 18 | Champaign/Urbana |  | SPRINGFIELD IL | IL | 1141 | 5688 | Springfield | IL | ILSPRING.txt
| 620 | "Illinois" | IL | "East Saint Louis" | 18 | East Saint Louis |  | ST. LOUIS MO | MO | 1534 | 4758 | St Louis | MO | MOSTLOUI.txt
| 622 | "Illinois" | IL | "East Saint Louis" | 18 | East Saint Louis |  | ST. LOUIS MO | MO | 1534 | 4758 | St Louis | MO | MOSTLOUI.txt
| 623 | "Illinois" | IL | "Quincy" | 8 | Quincy |  | SPRINGFIELD IL | IL | 1141 | 5688 | Springfield | IL | ILSPRING.txt
| 624 | "Illinois" | IL | "Effingham" | 11 | Effingham |  | ST. LOUIS MO | MO | 1534 | 4758 | St Louis | MO | MOSTLOUI.txt
| 625 | "Illinois" | IL | "Springfield" | 13 | Springfield |  | SPRINGFIELD IL | IL | 1141 | 5688 | Springfield | IL | ILSPRING.txt
| 626 | "Illinois" | IL | "Springfield" | 13 | Springfield |  | SPRINGFIELD IL | IL | 1141 | 5688 | Springfield | IL | ILSPRING.txt
| 627 | "Illinois" | IL | "Springfield" | 13 | Springfield |  | SPRINGFIELD IL | IL | 1141 | 5688 | Springfield | IL | ILSPRING.txt
| 628 | "Illinois" | IL | "Centralia" | 11 | Centralia |  | EVANSVILLE IN | IN | 1376 | 4708 | Evansville | IN | INEVANSV.txt
| 629 | "Illinois" | IL | "Carbondale" | 12 | Carbondale |  | EVANSVILLE IN | IN | 1376 | 4708 | Evansville | IN | INEVANSV.txt
| 630 | "Missouri" | MO | "Saint Louis" | 13 | Saint Louis |  | ST. LOUIS MO | MO | 1534 | 4758 | St Louis | MO | MOSTLOUI.txt
| 631 | "Missouri" | MO | "Saint Louis" | 13 | Saint Louis |  | ST. LOUIS MO | MO | 1534 | 4758 | St Louis | MO | MOSTLOUI.txt
| 632 | "Missouri" | MO | "Saint Louis" | 13 | Saint Louis |  | ST. LOUIS MO | MO | 1534 | 4758 | St Louis | MO | MOSTLOUI.txt
| 633 | "Missouri" | MO | "Saint Charles" | 15 | Saint Charles |  | ST. LOUIS MO | MO | 1534 | 4758 | St Louis | MO | MOSTLOUI.txt
| 634 | "Missouri" | MO | "Hannibal" | 10 | Hannibal |  | COLUMBIA MO | MO | 1189 | 5212 | St Louis | MO | MOSTLOUI.txt
| 635 | "Missouri" | MO | "Kirksville" | 12 | Kirksville |  | MOLINE IL | IL | 911 | 6474 | Peoria | IL | ILPEORIA.txt
| 636 | "Missouri" | MO | "Flat River" | 12 | Flat River |  | ST. LOUIS MO | MO | 1534 | 4758 | St Louis | MO | MOSTLOUI.txt
| 637 | "Missouri" | MO | "Cape Girardeau" | 16 | Cape Girardeau |  | ST. LOUIS MO | MO | 1534 | 4758 | St Louis | MO | MOSTLOUI.txt
| 638 | "Missouri" | MO | "Sikeston" | 10 | Sikeston |  | EVANSVILLE IN | IN | 1376 | 4708 | Evansville | IN | INEVANSV.txt
| 639 | "Missouri" | MO | "Poplar Bluff" | 14 | Poplar Bluff |  | SPRINGFIELD MO | MO | 1320 | 4638 | Springfield | MO | MOSPRING.txt
| 640 | "Missouri" | MO | "Kansas City" | 13 | Kansas City |  | KANSAS CITY MO | MO | 1288 | 5393 | Kansas City | MO | MOKANCTY.txt
| 641 | "Missouri" | MO | "Kansas City" | 13 | Kansas City |  | KANSAS CITY MO | MO | 1288 | 5393 | Kansas City | MO | MOKANCTY.txt
| 644 | "Missouri" | MO | "Saint Joseph" | 14 | Saint Joseph |  | TOPEKA KS | KS | 1304 | 5265 | Topeka | KS | KSTOPEKA.txt
| 645 | "Missouri" | MO | "Saint Joseph" | 14 | Saint Joseph |  | KANSAS CITY MO | MO | 1288 | 5393 | Kansas City | MO | MOKANCTY.txt
| 646 | "Missouri" | MO | "Chillicothe" | 13 | Chillicothe |  | KANSAS CITY MO | MO | 1288 | 5393 | Kansas City | MO | MOKANCTY.txt
| 647 | "Missouri" | MO | "Harrisonville" | 15 | Harrisonville |  | SPRINGFIELD MO | MO | 1320 | 4638 | Springfield | MO | MOSPRING.txt
| 648 | "Missouri" | MO | "Joplin" | 8 | Joplin |  | SPRINGFIELD MO | MO | 1320 | 4638 | Springfield | MO | MOSPRING.txt
| 650 | "Missouri" | MO | "Jefferson_City" | 16 | Jefferson_City |  | ST. LOUIS MO | MO | 1534 | 4758 | St Louis | MO | MOSTLOUI.txt
| 651 | "Missouri" | MO | "Jefferson_City" | 16 | Jefferson_City |  | COLUMBIA MO | MO | 1189 | 5212 | St Louis | MO | MOSTLOUI.txt
| 652 | "Missouri" | MO | "Columbia" | 10 | Columbia |  | COLUMBIA MO | MO | 1189 | 5212 | St Louis | MO | MOSTLOUI.txt
| 653 | "Missouri" | MO | "Sedalia" | 9 | Sedalia |  | COLUMBIA MO | MO | 1189 | 5212 | St Louis | MO | MOSTLOUI.txt
| 654 | "Missouri" | MO | "Rolla" | 7 | Rolla |  | SPRINGFIELD MO | MO | 1320 | 4638 | Springfield | MO | MOSPRING.txt
| 655 | "Missouri" | MO | "Rolla" | 7 | Rolla |  | SPRINGFIELD MO | MO | 1320 | 4638 | Springfield | MO | MOSPRING.txt
| 656 | "Missouri" | MO | "Springfield" | 13 | Springfield |  | SPRINGFIELD MO | MO | 1320 | 4638 | Springfield | MO | MOSPRING.txt
| 657 | "Missouri" | MO | "Springfield" | 13 | Springfield |  | SPRINGFIELD MO | MO | 1320 | 4638 | Springfield | MO | MOSPRING.txt
| 658 | "Missouri" | MO | "Springfield" | 13 | Springfield |  | SPRINGFIELD MO | MO | 1320 | 4638 | Springfield | MO | MOSPRING.txt
| 660 | "Kansas" | KS | "Kansas City" | 13 | Kansas City |  | TOPEKA KS | KS | 1304 | 5265 | Kansas City | MO | MOKANCTY.txt
| 661 | "Kansas" | KS | "Kansas City" | 13 | Kansas City |  | KANSAS CITY MO | MO | 1288 | 5393 | Kansas City | MO | MOKANCTY.txt
| 662 | "Kansas" | KS | "Shawnee/Mission" | 17 | Shawnee/Mission |  | KANSAS CITY MO | MO | 1288 | 5393 | Kansas City | MO | MOKANCTY.txt
| 664 | "Kansas" | KS | "Topeka" | 8 | Topeka |  | TOPEKA KS | KS | 1304 | 5265 | Topeka | KS | KSTOPEKA.txt
| 665 | "Kansas" | KS | "Topeka" | 8 | Topeka |  | TOPEKA KS | KS | 1304 | 5265 | Topeka | KS | KSTOPEKA.txt
| 666 | "Kansas" | KS | "Topeka" | 8 | Topeka |  | TOPEKA KS | KS | 1304 | 5265 | Topeka | KS | KSTOPEKA.txt
| 667 | "Kansas" | KS | "Fort Scott" | 12 | Fort Scott |  | SPRINGFIELD MO | MO | 1320 | 4638 | Springfield | MO | MOSPRING.txt
| 668 | "Kansas" | KS | "Emporia" | 9 | Emporia |  | WICHITA KS | KS | 1628 | 4791 | Wichita | KS | KSWICHIT.txt
| 669 | "Kansas" | KS | "Concordia" | 11 | Concordia |  | CONCORDIA KS | KS | 1317 | 5574 | Topeka | KS | KSTOPEKA.txt
| 670 | "Kansas" | KS | "Wichita" | 9 | Wichita |  | WICHITA KS | KS | 1628 | 4791 | Wichita | KS | KSWICHIT.txt
| 671 | "Kansas" | KS | "Wichita" | 9 | Wichita |  | WICHITA KS | KS | 1628 | 4791 | Wichita | KS | KSWICHIT.txt
| 672 | "Kansas" | KS | "Wichita" | 9 | Wichita |  | WICHITA KS | KS | 1628 | 4791 | Wichita | KS | KSWICHIT.txt
| 673 | "Kansas" | KS | "Independence" | 14 | Independence |  | SPRINGFIELD MO | MO | 1320 | 4638 | Springfield | MO | MOSPRING.txt
| 674 | "Kansas" | KS | "Salina" | 8 | Salina |  | TOPEKA KS | KS | 1304 | 5265 | Topeka | KS | KSTOPEKA.txt
| 675 | "Kansas" | KS | "Hutchinson" | 12 | Hutchinson |  | WICHITA KS | KS | 1628 | 4791 | Wichita | KS | KSWICHIT.txt
| 676 | "Kansas" | KS | "Hays" | 6 | Hays |  | DODGE CITY KS | KS | 1465 | 5001 | Wichita | KS | KSWICHIT.txt
| 677 | "Kansas" | KS | "Colby" | 7 | Colby |  | GOODLAND KS | KS | 859 | 5974 | Goodland | KS | KSGOODLA.txt
| 678 | "Kansas" | KS | "Dodge City" | 12 | Dodge City |  | DODGE CITY KS | KS | 1465 | 5001 | Wichita | KS | KSWICHIT.txt
| 679 | "Kansas" | KS | "Liberal" | 9 | Liberal |  | DODGE CITY KS | KS | 1465 | 5001 | Wichita | KS | KSWICHIT.txt
| 680 | "Nebraska" | NE | "Omaha" | 7 | Omaha |  | OMAHA EPPLEY AP NE | NE | 1072 | 6300 | Omaha | NE | NEOMAHA.txt
| 681 | "Nebraska" | NE | "Omaha" | 7 | Omaha |  | OMAHA EPPLEY AP NE | NE | 1072 | 6300 | Omaha | NE | NEOMAHA.txt
| 683 | "Nebraska" | NE | "Lincoln" | 9 | Lincoln |  | LINCOLN NE | NE | 1134 | 6278 | Lincoln | NE | NELINCOL.txt
| 684 | "Nebraska" | NE | "Lincoln" | 9 | Lincoln |  | LINCOLN NE | NE | 1134 | 6278 | Lincoln | NE | NELINCOL.txt
| 685 | "Nebraska" | NE | "Lincoln" | 9 | Lincoln |  | LINCOLN NE | NE | 1134 | 6278 | Lincoln | NE | NELINCOL.txt
| 686 | "Nebraska" | NE | "Columbus" | 10 | Columbus |  | GRAND ISLAND NE | NE | 997 | 6421 | Lincoln | NE | NELINCOL.txt
| 687 | "Nebraska" | NE | "Norfolk" | 9 | Norfolk |  | NORFOLK NE | NE | 877 | 6873 | Sioux City | IA | IASIOCTY.txt
| 688 | "Nebraska" | NE | "Grand Island" | 14 | Grand Island |  | GRAND ISLAND NE | NE | 997 | 6421 | Lincoln | NE | NELINCOL.txt
| 689 | "Nebraska" | NE | "Hastings" | 10 | Hastings |  | GRAND ISLAND NE | NE | 997 | 6421 | Lincoln | NE | NELINCOL.txt
| 690 | "Nebraska" | NE | "McCook" | 8 | McCook |  | GOODLAND KS | KS | 859 | 5974 | Goodland | KS | KSGOODLA.txt
| 691 | "Nebraska" | NE | "North_Platte" | 14 | North_Platte |  | NORTH PLATTE NE | NE | 713 | 6859 | North Platte | NE | NENPLATT.txt
| 692 | "Nebraska" | NE | "Valentine" | 11 | Valentine |  | VALENTINE NE | NE | 752 | 7282 | North Platte | NE | NENPLATT.txt
| 693 | "Nebraska" | NE | "Alliance" | 10 | Alliance |  | RAPID CITY SD | SD | 611 | 7301 | Rapid City | SD | SDRAPCTY.txt
| 700 | "Louisiana" | LA | "New Orleans" | 13 | New Orleans |  | NEW ORLEANS LA | LA | 2655 | 1513 | New Orleans | LA | LANEWORL.txt
| 701 | "Louisiana" | LA | "New Orleans" | 13 | New Orleans |  | NEW ORLEANS LA | LA | 2655 | 1513 | New Orleans | LA | LANEWORL.txt
| 703 | "Louisiana" | LA | "Thibodaux" | 11 | Thibodaux |  | NEW ORLEANS LA | LA | 2655 | 1513 | New Orleans | LA | LANEWORL.txt
| 704 | "Louisiana" | LA | "Hammond" | 9 | Hammond |  | BATON ROUGE LA | LA | 2690 | 1669 | Baton Rouge | LA | LABATONR.txt
| 705 | "Louisiana" | LA | "Lafayette" | 11 | Lafayette |  | BATON ROUGE LA | LA | 2690 | 1669 | Baton Rouge | LA | LABATONR.txt
| 706 | "Louisiana" | LA | "Lake Charles" | 14 | Lake Charles |  | LAKE CHARLES LA | LA | 2650 | 1616 | Lake Charles | LA | LALAKECH.txt
| 707 | "Louisiana" | LA | "Baton Rouge" | 13 | Baton Rouge |  | BATON ROUGE LA | LA | 2690 | 1669 | Baton Rouge | LA | LABATONR.txt
| 708 | "Louisiana" | LA | "Baton Rouge" | 13 | Baton Rouge |  | BATON ROUGE LA | LA | 2690 | 1669 | Baton Rouge | LA | LABATONR.txt
| 710 | "Louisiana" | LA | "Shreveport" | 12 | Shreveport |  | SHREVEPORT LA | LA | 2368 | 2264 | Shreveport | LA | LASHREVE.txt
| 711 | "Louisiana" | LA | "Shreveport" | 12 | Shreveport |  | SHREVEPORT LA | LA | 2368 | 2264 | Shreveport | LA | LASHREVE.txt
| 712 | "Louisiana" | LA | "Monroe" | 8 | Monroe |  | JACKSON MS | MS | 2215 | 2467 | Jackson | MS | MSJACKSO.txt
| 713 | "Louisiana" | LA | "Alexandria" | 12 | Alexandria |  | SHREVEPORT LA | LA | 2368 | 2264 | Shreveport | LA | LASHREVE.txt
| 714 | "Louisiana" | LA | "Aimwell" | 9 | Aimwell |  | SHREVEPORT LA | LA | 2368 | 2264 | Shreveport | LA | LASHREVE.txt
| 716 | "Arkansas" | AR | "Pine Bluff" | 12 | Pine Bluff |  | JACKSON MS | MS | 2215 | 2467 | Jackson | MS | MSJACKSO.txt
| 717 | "Arkansas" | AR | "Camden" | 8 | Camden |  | LITTLE ROCK AR | AR | 2005 | 3155 | Little Rock | AR | ARLIROCK.txt
| 718 | "Arkansas" | AR | "Hope" | 6 | Hope |  | LITTLE ROCK AR | AR | 2005 | 3155 | Little Rock | AR | ARLIROCK.txt
| 719 | "Arkansas" | AR | "Hot Springs" | 13 | Hot Springs |  | LITTLE ROCK AR | AR | 2005 | 3155 | Little Rock | AR | ARLIROCK.txt
| 720 | "Arkansas" | AR | "Little Rock" | 13 | Little Rock |  | LITTLE ROCK AR | AR | 2005 | 3155 | Little Rock | AR | ARLIROCK.txt
| 721 | "Arkansas" | AR | "Little Rock" | 13 | Little Rock |  | LITTLE ROCK AR | AR | 2005 | 3155 | Little Rock | AR | ARLIROCK.txt
| 722 | "Arkansas" | AR | "Little Rock" | 13 | Little Rock |  | LITTLE ROCK AR | AR | 2005 | 3155 | Little Rock | AR | ARLIROCK.txt
| 723 | "Arkansas" | AR | "West Memphis" | 14 | West Memphis |  | NORTH LITTLE ROCK AR | AR | 1916 | 3228 | Little Rock | AR | ARLIROCK.txt
| 724 | "Arkansas" | AR | "Jonesboro" | 11 | Jonesboro |  | NORTH LITTLE ROCK AR | AR | 1916 | 3228 | Little Rock | AR | ARLIROCK.txt
| 725 | "Arkansas" | AR | "Batesville" | 12 | Batesville |  | NORTH LITTLE ROCK AR | AR | 1916 | 3228 | Little Rock | AR | ARLIROCK.txt
| 726 | "Arkansas" | AR | "Harrison" | 10 | Harrison |  | FORT SMITH AR | AR | 1894 | 3478 | Fort Smith | AR | ARFTSMIT.txt
| 727 | "Arkansas" | AR | "Fayetteville" | 14 | Fayetteville |  | SPRINGFIELD MO | MO | 1320 | 4638 | Springfield | MO | MOSPRING.txt
| 728 | "Arkansas" | AR | "Russellville" | 14 | Russellville |  | FORT SMITH AR | AR | 1894 | 3478 | Fort Smith | AR | ARFTSMIT.txt
| 729 | "Arkansas" | AR | "Fort Smith" | 12 | Fort Smith |  | FORT SMITH AR | AR | 1894 | 3478 | Fort Smith | AR | ARFTSMIT.txt
| 730 | "Oklahoma" | OK | "Oklahoma City" | 15 | Oklahoma City |  | OKLAHOMA CITY OK | OK | 1859 | 3659 | Oklahoma City | OK | OKOKLCTY.txt
| 731 | "Oklahoma" | OK | "Oklahoma City" | 15 | Oklahoma City |  | OKLAHOMA CITY OK | OK | 1859 | 3659 | Oklahoma City | OK | OKOKLCTY.txt
| 734 | "Oklahoma" | OK | "Ardmore" | 9 | Ardmore |  | DALLAS-FORT WORTH TX | TX | 2603 | 2407 | Dallas Ft Worth | TX | TXDALLAS.txt
| 735 | "Oklahoma" | OK | "Lawton" | 8 | Lawton |  | WICHITA FALLS TX | TX | 2340 | 3042 | Wichita Falls | TX | TXWICHFA.txt
| 736 | "Oklahoma" | OK | "Clinton" | 9 | Clinton |  | OKLAHOMA CITY OK | OK | 1859 | 3659 | Oklahoma City | OK | OKOKLCTY.txt
| 737 | "Oklahoma" | OK | "Enid" | 6 | Enid |  | OKLAHOMA CITY OK | OK | 1859 | 3659 | Oklahoma City | OK | OKOKLCTY.txt
| 738 | "Oklahoma" | OK | "Woodward" | 10 | Woodward |  | AMARILLO TX | TX | 1354 | 4258 | Amarillo | TX | TXAMARIL.txt
| 739 | "Oklahoma" | OK | "Guymon" | 8 | Guymon |  | AMARILLO TX | TX | 1354 | 4258 | Oklahoma City | OK | OKOKLCTY.txt
| 740 | "Oklahoma" | OK | "Tulsa" | 7 | Tulsa |  | OKLAHOMA CITY OK | OK | 1859 | 3659 | Tulsa | OK | OKTULSA.txt
| 741 | "Oklahoma" | OK | "Tulsa" | 7 | Tulsa |  | TULSA OK | OK | 2017 | 3691 | Tulsa | OK | OKTULSA.txt
| 743 | "Oklahoma" | OK | "Vinita" | 8 | Vinita |  | TULSA OK | OK | 2017 | 3691 | Tulsa | OK | OKTULSA.txt
| 744 | "Oklahoma" | OK | "Muskogee" | 10 | Muskogee |  | FORT SMITH AR | AR | 1894 | 3478 | Fort Smith | AR | ARFTSMIT.txt
| 745 | "Oklahoma" | OK | "McAlester" | 11 | McAlester |  | FORT SMITH AR | AR | 1894 | 3478 | Fort Smith | AR | ARFTSMIT.txt
| 746 | "Oklahoma" | OK | "Ponca City" | 12 | Ponca City |  | TULSA OK | OK | 2017 | 3691 | Tulsa | OK | OKTULSA.txt
| 747 | "Oklahoma" | OK | "Durant" | 8 | Durant |  | DALLAS-FORT WORTH TX | TX | 2603 | 2407 | Dallas Ft Worth | TX | TXDALLAS.txt
| 748 | "Oklahoma" | OK | "Shawnee" | 9 | Shawnee |  | WICHITA FALLS TX | TX | 2340 | 3042 | Wichita Falls | TX | TXWICHFA.txt
| 749 | "Oklahoma" | OK | "Poteau" | 8 | Poteau |  | FORT SMITH AR | AR | 1894 | 3478 | Fort Smith | AR | ARFTSMIT.txt
| 750 | "Texas" | TX | "Dallas" | 8 | Dallas |  | DALLAS-FORT WORTH TX | TX | 2603 | 2407 | Dallas Ft Worth | TX | TXDALLAS.txt
| 751 | "Texas" | TX | "Dallas" | 8 | Dallas |  | DALLAS-FORT WORTH TX | TX | 2603 | 2407 | Dallas Ft Worth | TX | TXDALLAS.txt
| 752 | "Texas" | TX | "Dallas" | 8 | Dallas |  | DALLAS-FORT WORTH TX | TX | 2603 | 2407 | Dallas Ft Worth | TX | TXDALLAS.txt
| 753 | "Texas" | TX | "Dallas" | 8 | Dallas |  | DALLAS-FORT WORTH TX | TX | 2603 | 2407 | Dallas Ft Worth | TX | TXDALLAS.txt
| 754 | "Texas" | TX | "Greenville" | 12 | Greenville |  | DALLAS-FORT WORTH TX | TX | 2603 | 2407 | Dallas Ft Worth | TX | TXDALLAS.txt
| 755 | "Texas" | TX | "Texarkana" | 11 | Texarkana |  | SHREVEPORT LA | LA | 2368 | 2264 | Shreveport | LA | LASHREVE.txt
| 756 | "Texas" | TX | "Longview" | 10 | Longview |  | SHREVEPORT LA | LA | 2368 | 2264 | Shreveport | LA | LASHREVE.txt
| 757 | "Texas" | TX | "Tyler" | 7 | Tyler |  | DALLAS-FORT WORTH TX | TX | 2603 | 2407 | Dallas Ft Worth | TX | TXDALLAS.txt
| 758 | "Texas" | TX | "Palestine" | 11 | Palestine |  | WACO TX | TX | 2816 | 2179 | Waco | TX | TXWACO.txt
| 759 | "Texas" | TX | "Lufkin" | 8 | Lufkin |  | WACO TX | TX | 2816 | 2179 | Waco | TX | TXWACO.txt
| 760 | "Texas" | TX | "Fort Worth" | 12 | Fort Worth |  | DALLAS-FORT WORTH TX | TX | 2603 | 2407 | Dallas Ft Worth | TX | TXDALLAS.txt
| 761 | "Texas" | TX | "Fort Worth" | 12 | Fort Worth |  | DALLAS-FORT WORTH TX | TX | 2603 | 2407 | Dallas Ft Worth | TX | TXDALLAS.txt
| 762 | "Texas" | TX | "Denton" | 8 | Denton |  | DALLAS-FORT WORTH TX | TX | 2603 | 2407 | Dallas Ft Worth | TX | TXDALLAS.txt
| 763 | "Texas" | TX | "Wichita Falls" | 15 | Wichita Falls |  | WICHITA FALLS TX | TX | 2340 | 3042 | Wichita Falls | TX | TXWICHFA.txt
| 764 | "Texas" | TX | "Stephenville" | 14 | Stephenville |  | ABILENE TX | TX | 2451 | 2584 | Abilene | TX | TXABILEN.txt
| 765 | "Texas" | TX | "Temple" | 8 | Temple |  | WACO TX | TX | 2816 | 2179 | Waco | TX | TXWACO.txt
| 766 | "Texas" | TX | "Waco" | 6 | Waco |  | WACO TX | TX | 2816 | 2179 | Waco | TX | TXWACO.txt
| 767 | "Texas" | TX | "Waco" | 6 | Waco |  | WACO TX | TX | 2816 | 2179 | Waco | TX | TXWACO.txt
| 768 | "Texas" | TX | "Brownwood" | 11 | Brownwood |  | ABILENE TX | TX | 2451 | 2584 | Abilene | TX | TXABILEN.txt
| 769 | "Texas" | TX | "San Angelo" | 12 | San Angelo |  | SAN ANGELO TX | TX | 2400 | 2414 | San Angelo | TX | TXSANANG.txt
| 770 | "Texas" | TX | "Houston" | 9 | Houston |  | HOUSTON TX | TX | 2700 | 1599 | Houston | TX | TXHOUSTO.txt
| 771 | "Texas" | TX | "Houston" | 9 | Houston |  | HOUSTON TX | TX | 2700 | 1599 | Houston | TX | TXHOUSTO.txt
| 772 | "Texas" | TX | "Houston" | 9 | Houston |  | HOUSTON TX | TX | 2700 | 1599 | Houston | TX | TXHOUSTO.txt
| 773 | "Texas" | TX | "Conroe" | 8 | Conroe |  | HOUSTON TX | TX | 2700 | 1599 | Houston | TX | TXHOUSTO.txt
| 774 | "Texas" | TX | "Houston" | 9 | Houston |  | HOUSTON TX | TX | 2700 | 1599 | Houston | TX | TXHOUSTO.txt
| 775 | "Texas" | TX | "Galveston" | 11 | Galveston |  | GALVESTON TX | TX | 2994 | 1263 | Houston | TX | TXHOUSTO.txt
| 776 | "Texas" | TX | "Beaumont" | 10 | Beaumont |  | PORT ARTHUR TX | TX | 2764 | 1499 | Houston | TX | TXHOUSTO.txt
| 777 | "Texas" | TX | "Beaumont" | 10 | Beaumont |  | PORT ARTHUR TX | TX | 2764 | 1499 | Houston | TX | TXHOUSTO.txt
| 778 | "Texas" | TX | "Bryan" | 7 | Bryan |  | AUSTIN TX | TX | 3016 | 1688 | Austin | TX | TXAUSTIN.txt
| 779 | "Texas" | TX | "Victoria" | 10 | Victoria |  | VICTORIA TX | TX | 3118 | 1296 | Corpus Christi | TX | TXCORPUS.txt
| 780 | "Texas" | TX | "Laredo/Pearsall" | 17 | Laredo/Pearsall |  | VICTORIA TX | TX | 3118 | 1296 | San Antonio | TX | TXSANANT.txt
| 781 | "Texas" | TX | "San Antonio" | 13 | San Antonio |  | AUSTIN TX | TX | 3016 | 1688 | San Antonio | TX | TXSANANT.txt
| 782 | "Texas" | TX | "San Antonio" | 13 | San Antonio |  | SAN ANTONIO TX | TX | 2996 | 1644 | San Antonio | TX | TXSANANT.txt
| 783 | "Texas" | TX | "Corpus Christi" | 16 | Corpus Christi |  | CORPUS CHRISTI TX | TX | 3439 | 1016 | Corpus Christi | TX | TXCORPUS.txt
| 784 | "Texas" | TX | "Corpus Christi" | 16 | Corpus Christi |  | CORPUS CHRISTI TX | TX | 3439 | 1016 | Corpus Christi | TX | TXCORPUS.txt
| 785 | "Texas" | TX | "Brownsville" | 13 | Brownsville |  | BROWNSVILLE TX | TX | 3888 | 635 | Brownsville | TX | TXBROWNS.txt
| 786 | "Texas" | TX | "Austin" | 8 | Austin |  | SAN ANTONIO TX | TX | 2996 | 1644 | Austin | TX | TXAUSTIN.txt
| 787 | "Texas" | TX | "Austin" | 8 | Austin |  | AUSTIN TX | TX | 3016 | 1688 | Austin | TX | TXAUSTIN.txt
| 788 | "Texas" | TX | "Uvalde" | 8 | Uvalde |  | DEL RIO TX | TX | 3142 | 1506 | San Antonio | TX | TXSANANT.txt
| 789 | "Texas" | TX | "Giddings" | 10 | Giddings |  | AUSTIN TX | TX | 3016 | 1688 | Austin | TX | TXAUSTIN.txt
| 790 | "Texas" | TX | "Adrian" | 8 | Adrian |  | AMARILLO TX | TX | 1354 | 4258 | Amarillo | TX | TXAMARIL.txt
| 791 | "Texas" | TX | "Amarillo" | 10 | Amarillo |  | AMARILLO TX | TX | 1354 | 4258 | Amarillo | TX | TXAMARIL.txt
| 792 | "Texas" | TX | "Childress" | 11 | Childress |  | LUBBOCK TX | TX | 1689 | 3431 | Lubbock | TX | TXLUBBOC.txt
| 793 | "Texas" | TX | "Lubbock" | 9 | Lubbock |  | LUBBOCK TX | TX | 1689 | 3431 | Lubbock | TX | TXLUBBOC.txt
| 794 | "Texas" | TX | "Lubbock" | 9 | Lubbock |  | LUBBOCK TX | TX | 1689 | 3431 | Lubbock | TX | TXLUBBOC.txt
| 795 | "Texas" | TX | "Abilene" | 9 | Abilene |  | ABILENE TX | TX | 2451 | 2584 | Abilene | TX | TXABILEN.txt
| 796 | "Texas" | TX | "Abilene" | 9 | Abilene |  | ABILENE TX | TX | 2451 | 2584 | Abilene | TX | TXABILEN.txt
| 797 | "Texas" | TX | "Midland" | 9 | Midland |  | EL PASO TX | TX | 2094 | 2708 | Midland Odessa | TX | TXMIDLAN.txt
| 798 | "Texas" | TX | "El Paso" | 9 | El Paso |  | MIDLAND-ODESSA TX | TX | 2163 | 2751 | El Paso | TX | TXELPASO.txt
| 799 | "Texas" | TX | "El Paso" | 9 | El Paso |  | EL PASO TX | TX | 2094 | 2708 | El Paso | TX | TXELPASO.txt
| 800 | "Colorado" | CO | "Denver" | 8 | Denver |  | DENVER CO | CO | 679 | 6020 | Denver | CO | CODENVER.txt
| 801 | "Colorado" | CO | "Denver" | 8 | Denver |  | DENVER CO | CO | 679 | 6020 | Denver | CO | CODENVER.txt
| 802 | "Colorado" | CO | "Denver" | 8 | Denver |  | DENVER CO | CO | 679 | 6020 | Denver | CO | CODENVER.txt
| 803 | "Colorado" | CO | "Boulder" | 9 | Boulder |  | DENVER CO | CO | 679 | 6020 | Denver | CO | CODENVER.txt
| 804 | "Colorado" | CO | "Golden/Dillon" | 15 | Golden/Dillon |  | DENVER CO | CO | 679 | 6020 | Denver | CO | CODENVER.txt
| 805 | "Colorado" | CO | "Longmont" | 10 | Longmont |  | DENVER CO | CO | 679 | 6020 | Denver | CO | CODENVER.txt
| 806 | "Colorado" | CO | "Greeley" | 9 | Greeley |  | DENVER CO | CO | 679 | 6020 | Denver | CO | CODENVER.txt
| 807 | "Colorado" | CO | "Fort Morgan" | 13 | Fort Morgan |  | COLORADO SPRINGS CO | CO | 419 | 6415 | Colorado Springs | CO | COCOSPGS.txt
| 808 | "Colorado" | CO | "Colorado Springs" | 18 | Colorado Springs |  | COLORADO SPRINGS CO | CO | 419 | 6415 | Colorado Springs | CO | COCOSPGS.txt
| 809 | "Colorado" | CO | "Colorado Springs" | 18 | Colorado Springs |  | COLORADO SPRINGS CO | CO | 419 | 6415 | Colorado Springs | CO | COCOSPGS.txt
| 810 | "Colorado" | CO | "Pueblo" | 8 | Pueblo |  | PUEBLO CO | CO | 973 | 5413 | Pueblo | CO | COPUEBLO.txt
| 811 | "Colorado" | CO | "Alamosa" | 9 | Alamosa |  | ALAMOSA CO | CO | 62 | 8749 | Colorado Springs | CO | COCOSPGS.txt
| 812 | "Colorado" | CO | "Salida" | 8 | Salida |  | ALAMOSA CO | CO | 62 | 8749 | Pueblo | CO | COPUEBLO.txt
| 813 | "Colorado" | CO | "Durango" | 9 | Durango |  | GRAND JUNCTION CO | CO | 1183 | 5548 | Grand Junction | CO | COGRNDJU.txt
| 814 | "Colorado" | CO | "Montrose" | 10 | Montrose |  | GRAND JUNCTION CO | CO | 1183 | 5548 | Grand Junction | CO | COGRNDJU.txt
| 815 | "Colorado" | CO | "Grand Junction" | 16 | Grand Junction |  | GRAND JUNCTION CO | CO | 1183 | 5548 | Grand Junction | CO | COGRNDJU.txt
| 816 | "Colorado" | CO | "Glenwood Springs" | 18 | Glenwood Springs |  | GRAND JUNCTION CO | CO | 1183 | 5548 | Grand Junction | CO | COGRNDJU.txt
| 820 | "Wyoming" | WY | "Cheyenne" | 10 | Cheyenne |  | CHEYENNE WY | WY | 285 | 7326 | Cheyenne | WY | WYCHEYEN.txt
| 821 | "Wyoming" | WY | "Yellowstone Nat Pk" | 20 | Yellowstone Nat Pk |  | HELENA MT | MT | 386 | 8031 | Helena | MT | MTHELENA.txt
| 822 | "Wyoming" | WY | "Wheatland" | 11 | Wheatland |  | SCOTTSBLUFF NE | NE | 713 | 6729 | Cheyenne | WY | WYCHEYEN.txt
| 823 | "Wyoming" | WY | "Rawlins" | 9 | Rawlins |  | CHEYENNE WY | WY | 285 | 7326 | Cheyenne | WY | WYCHEYEN.txt
| 824 | "Wyoming" | WY | "Worland" | 9 | Worland |  | LANDER WY | WY | 479 | 7889 | Casper | WY | WYCASPER.txt
| 825 | "Wyoming" | WY | "Riverton" | 10 | Riverton |  | LANDER WY | WY | 479 | 7889 | Casper | WY | WYCASPER.txt
| 826 | "Wyoming" | WY | "Casper" | 8 | Casper |  | SHERIDAN WY | WY | 439 | 7804 | Casper | WY | WYCASPER.txt
| 827 | "Wyoming" | WY | "Gillette" | 10 | Gillette |  | CASPER WY | WY | 445 | 7682 | Casper | WY | WYCASPER.txt
| 828 | "Wyoming" | WY | "Sheridan" | 10 | Sheridan |  | SHERIDAN WY | WY | 439 | 7804 | Casper | WY | WYCASPER.txt
| 829 | "Wyoming" | WY | "Rock Springs" | 14 | Rock Springs |  | LANDER WY | WY | 479 | 7889 | Casper | WY | WYCASPER.txt
| 830 | "Wyoming" | WY | "Jackson" | 9 | Jackson |  | LANDER WY | WY | 479 | 7889 | Casper | WY | WYCASPER.txt
| 831 | "Wyoming" | WY | "Kemmerer" | 10 | Kemmerer |  | LANDER WY | WY | 479 | 7889 | Casper | WY | WYCASPER.txt
| 832 | "Idaho" | ID | "Pocatello" | 11 | Pocatello |  | POCATELLO ID | ID | 421 | 7180 | Pocatello | ID | IDPOCATE.txt
| 833 | "Idaho" | ID | "Twin Falls" | 12 | Twin Falls |  | POCATELLO ID | ID | 421 | 7180 | Pocatello | ID | IDPOCATE.txt
| 834 | "Idaho" | ID | "Idaho Falls" | 13 | Idaho Falls |  | POCATELLO ID | ID | 421 | 7180 | Pocatello | ID | IDPOCATE.txt
| 835 | "Idaho" | ID | "Lewiston" | 10 | Lewiston |  | LEWISTON ID | ID | 814 | 5270 | Spokane | WA | WASPOKAN.txt
| 836 | "Idaho" | ID | "Boise" | 7 | Boise |  | BOISE ID | ID | 754 | 5861 | Boise | ID | IDBOISE.txt
| 837 | "Idaho" | ID | "Boise" | 7 | Boise |  | BOISE ID | ID | 754 | 5861 | Boise | ID | IDBOISE.txt
| 838 | "Idaho" | ID | "Coeur D'Alene" | 15 | Coeur D'Alene |  | SPOKANE WA | WA | 398 | 6842 | Spokane | WA | WASPOKAN.txt
| 840 | "Utah" | UT | "Salt Lake City/Heber City" | 27 | Salt Lake City/Heber City |  | SALT LAKE CITY UT | UT | 1047 | 5765 | Salt Lake City | UT | UTSALTLK.txt
| 841 | "Utah" | UT | "Salt Lake City" | 16 | Salt Lake City |  | SALT LAKE CITY UT | UT | 1047 | 5765 | Salt Lake City | UT | UTSALTLK.txt
| 843 | "Utah" | UT | "Ogden/Logan" | 13 | Ogden/Logan |  | SALT LAKE CITY UT | UT | 1047 | 5765 | Salt Lake City | UT | UTSALTLK.txt
| 844 | "Utah" | UT | "Ogden" | 7 | Ogden |  | SALT LAKE CITY UT | UT | 1047 | 5765 | Salt Lake City | UT | UTSALTLK.txt
| 845 | "Utah" | UT | "Southeast Utah/Green River" | 28 | Southeast Utah/Green River |  | GRAND JUNCTION CO | CO | 1183 | 5548 | Grand Junction | CO | COGRNDJU.txt
| 846 | "Utah" | UT | "Provo" | 7 | Provo |  | SALT LAKE CITY UT | UT | 1047 | 5765 | Salt Lake City | UT | UTSALTLK.txt
| 847 | "Utah" | UT | "Southwest Utah/Cedar City" | 27 | Southwest Utah/Cedar City |  | MILFORD UT | UT | 647 | 6511 | Grand Junction | CO | COGRNDJU.txt
| 850 | "Arizona" | AZ | "Phoenix" | 9 | Phoenix |  | PHOENIX AZ | AZ | 4162 | 1350 | Phoenix | AZ | AZPHOENI.txt
| 851 | "Arizona" | AZ | "Phoenix" | 9 | Phoenix |  | PHOENIX AZ | AZ | 4162 | 1350 | Phoenix | AZ | AZPHOENI.txt
| 852 | "Arizona" | AZ | "Casa Grande" | 13 | Casa Grande |  | TUCSON AZ | AZ | 2954 | 1678 | Tucson | AZ | AZTUCSON.txt
| 853 | "Arizona" | AZ | "Buckeye/Yuma" | 14 | Buckeye/Yuma |  | YUMA AZ | AZ | 4305 | 927 | Yuma | AZ | AZYUMA.txt
| 855 | "Arizona" | AZ | "Globe" | 7 | Globe |  | TUCSON AZ | AZ | 2954 | 1678 | Tucson | AZ | AZTUCSON.txt
| 856 | "Arizona" | AZ | "Sierra Vista/Nogales" | 22 | Sierra Vista/Nogales |  | TUCSON AZ | AZ | 2954 | 1678 | Tucson | AZ | AZTUCSON.txt
| 857 | "Arizona" | AZ | "Tucson" | 8 | Tucson |  | TUCSON AZ | AZ | 2954 | 1678 | Tucson | AZ | AZTUCSON.txt
| 859 | "Arizona" | AZ | "Show Low" | 10 | Show Low |  | ALBUQUERQUE NM | NM | 1244 | 4425 | Albuquerque | NM | NMALBUQU.txt
| 860 | "Arizona" | AZ | "Flagstaff" | 11 | Flagstaff |  | FLAGSTAFF AZ | AZ | 145 | 7131 | Flagstaff | AZ | AZFLAGST.txt
| 863 | "Arizona" | AZ | "Prescott" | 10 | Prescott |  | FLAGSTAFF AZ | AZ | 145 | 7131 | Flagstaff | AZ | AZFLAGST.txt
| 864 | "Arizona" | AZ | "Kingman" | 9 | Kingman |  | LAS VEGAS NV | NV | 3201 | 2407 | Las Vegas | NV | NVLASVEG.txt
| 865 | "Arizona" | AZ | "Window Rock" | 13 | Window Rock |  | FLAGSTAFF AZ | AZ | 145 | 7131 | Flagstaff | AZ | AZFLAGST.txt
| 870 | "New_Mexico" | NM | "Bernalillo" | 12 | Bernalillo |  | ALBUQUERQUE NM | NM | 1244 | 4425 | Albuquerque | NM | NMALBUQU.txt
| 871 | "New_Mexico" | NM | "Albuquerque" | 13 | Albuquerque |  | ALBUQUERQUE NM | NM | 1244 | 4425 | Albuquerque | NM | NMALBUQU.txt
| 872 | "New_Mexico" | NM | "Albuquerque" | 13 | Albuquerque |  | ALBUQUERQUE NM | NM | 1244 | 4425 | Albuquerque | NM | NMALBUQU.txt
| 873 | "New_Mexico" | NM | "Gallup" | 8 | Gallup |  | ALBUQUERQUE NM | NM | 1244 | 4425 | Albuquerque | NM | NMALBUQU.txt
| 874 | "New_Mexico" | NM | "Farmington" | 12 | Farmington |  | GRAND JUNCTION CO | CO | 1183 | 5548 | Grand Junction | CO | COGRNDJU.txt
| 875 | "New_Mexico" | NM | "Santa Fe" | 10 | Santa Fe |  | ALBUQUERQUE NM | NM | 1244 | 4425 | Santa Fe | NM | NMSANTAF.txt
| 877 | "New_Mexico" | NM | "Las Vegas" | 11 | Las Vegas |  | PUEBLO CO | CO | 973 | 5413 | Pueblo | CO | COPUEBLO.txt
| 878 | "New_Mexico" | NM | "Socorro" | 9 | Socorro |  | ALBUQUERQUE NM | NM | 1244 | 4425 | Albuquerque | NM | NMALBUQU.txt
| 879 | "New_Mexico" | NM | "Truth or Conseq." | 18 | Truth or Conseq. |  | EL PASO TX | TX | 2094 | 2708 | El Paso | TX | TXELPASO.txt
| 880 | "New_Mexico" | NM | "Las Cruces" | 12 | Las Cruces |  | EL PASO TX | TX | 2094 | 2708 | El Paso | TX | TXELPASO.txt
| 881 | "New_Mexico" | NM | "Clovis" | 8 | Clovis |  | CLAYTON NM | NM | 772 | 5064 | Amarillo | TX | TXAMARIL.txt
| 882 | "New_Mexico" | NM | "Roswell" | 9 | Roswell |  | ROSWELL NM | NM | 1776 | 3267 | Lubbock | TX | TXLUBBOC.txt
| 883 | "New_Mexico" | NM | "Carrizozo" | 11 | Carrizozo |  | ALBUQUERQUE NM | NM | 1244 | 4425 | Albuquerque | NM | NMALBUQU.txt
| 884 | "New_Mexico" | NM | "Tucumcari" | 11 | Tucumcari |  | CLAYTON NM | NM | 772 | 5064 | Amarillo | TX | TXAMARIL.txt
| 890 | "Nevada" | NV | "Tonopah" | 9 | Tonopah |  | MILFORD UT | UT | 647 | 6511 | Las Vegas | NV | NVLASVEG.txt
| 891 | "Nevada" | NV | "Las Vegas" | 11 | Las Vegas |  | LAS VEGAS NV | NV | 3201 | 2407 | Las Vegas | NV | NVLASVEG.txt
| 893 | "Nevada" | NV | "Ely" | 5 | Ely |  | ELY NV | NV | 208 | 7621 | Reno | NV | NVRENO.txt
| 894 | "Nevada" | NV | "Reno" | 6 | Reno |  | RENO NV | NV | 508 | 5674 | Reno | NV | NVRENO.txt
| 895 | "Nevada" | NV | "Reno" | 6 | Reno |  | RENO NV | NV | 508 | 5674 | Reno | NV | NVRENO.txt
| 896 | "Nevada" | NV | "Reno" | 6 | Reno |  | RENO NV | NV | 508 | 5674 | Reno | NV | NVRENO.txt
| 897 | "Nevada" | NV | "Carson City" | 13 | Carson City |  | RENO NV | NV | 508 | 5674 | Reno | NV | NVRENO.txt
| 898 | "Nevada" | NV | "Elko" | 6 | Elko |  | ELKO NV | NV | 457 | 7077 | Reno | NV | NVRENO.txt
| 900 | "California" | CA | "Los Angeles" | 13 | Los Angeles |  | LOS ANGELES AP CA | CA | 727 | 1458 | Los Angeles | CA | CALOSANG.txt
| 901 | "California" | CA | "Los Angeles" | 13 | Los Angeles |  | LOS ANGELES AP CA | CA | 727 | 1458 | Los Angeles | CA | CALOSANG.txt
| 902 | "California" | CA | "Los Angeles" | 13 | Los Angeles |  | LOS ANGELES AP CA | CA | 727 | 1458 | Los Angeles | CA | CALOSANG.txt
| 903 | "California" | CA | "Inglewood" | 11 | Inglewood |  | LOS ANGELES AP CA | CA | 727 | 1458 | Los Angeles | CA | CALOSANG.txt
| 904 | "California" | CA | "Santa Monica" | 14 | Santa Monica |  | LOS ANGELES AP CA | CA | 727 | 1458 | Los Angeles | CA | CALOSANG.txt
| 905 | "California" | CA | "Torrance" | 10 | Torrance |  | LONG BEACH CA | CA | 1201 | 1430 | Los Angeles | CA | CALOSANG.txt
| 906 | "California" | CA | "Whittier" | 10 | Whittier |  | LONG BEACH CA | CA | 1201 | 1430 | Los Angeles | CA | CALOSANG.txt
| 907 | "California" | CA | "San Pedro" | 11 | San Pedro |  | LONG BEACH CA | CA | 1201 | 1430 | Los Angeles | CA | CALOSANG.txt
| 908 | "California" | CA | "Long Beach" | 12 | Long Beach |  | LONG BEACH CA | CA | 1201 | 1430 | Los Angeles | CA | CALOSANG.txt
| 910 | "California" | CA | "Pasadena" | 10 | Pasadena |  | LOS ANGELES C.O. CA | CA | 1537 | 1154 | Los Angeles | CA | CALOSANG.txt
| 911 | "California" | CA | "Pasadena" | 10 | Pasadena |  | LOS ANGELES C.O. CA | CA | 1537 | 1154 | Los Angeles | CA | CALOSANG.txt
| 912 | "California" | CA | "Glendale" | 10 | Glendale |  | LOS ANGELES C.O. CA | CA | 1537 | 1154 | Los Angeles | CA | CALOSANG.txt
| 913 | "California" | CA | "Van Nuys" | 10 | Van Nuys |  | BAKERSFIELD CA | CA | 2365 | 2182 | Los Angeles | CA | CALOSANG.txt
| 914 | "California" | CA | "Van Nuys" | 10 | Van Nuys |  | LOS ANGELES C.O. CA | CA | 1537 | 1154 | Los Angeles | CA | CALOSANG.txt
| 915 | "California" | CA | "Burbank" | 9 | Burbank |  | LOS ANGELES C.O. CA | CA | 1537 | 1154 | Los Angeles | CA | CALOSANG.txt
| 916 | "California" | CA | "North Hollywood" | 17 | North Hollywood |  | LOS ANGELES C.O. CA | CA | 1537 | 1154 | Los Angeles | CA | CALOSANG.txt
| 917 | "California" | CA | "Covina" | 8 | Covina |  | LONG BEACH CA | CA | 1201 | 1430 | Los Angeles | CA | CALOSANG.txt
| 918 | "California" | CA | "Alhambra" | 10 | Alhambra |  | LOS ANGELES C.O. CA | CA | 1537 | 1154 | Los Angeles | CA | CALOSANG.txt
| 919 | "California" | CA | "San Diego" | 11 | San Diego |  | SAN DIEGO CA | CA | 984 | 1256 | San Diego | CA | CASANDIE.txt
| 920 | "California" | CA | "San Diego" | 11 | San Diego |  | LONG BEACH CA | CA | 1201 | 1430 | San Diego | CA | CASANDIE.txt
| 921 | "California" | CA | "San Diego" | 11 | San Diego |  | SAN DIEGO CA | CA | 984 | 1256 | San Diego | CA | CASANDIE.txt
| 922 | "California" | CA | "Palm Springs" | 14 | Palm Springs |  | SAN DIEGO CA | CA | 984 | 1256 | San Diego | CA | CASANDIE.txt
| 923 | "California" | CA | "San Bern./Victorville/Redlands" | 32 | San Bern./Victorville/Redlands |  | LAS VEGAS NV | NV | 3201 | 2407 | Las Vegas | NV | NVLASVEG.txt
| 924 | "California" | CA | "San Bernardino" | 16 | San Bernardino |  | LOS ANGELES C.O. CA | CA | 1537 | 1154 | Los Angeles | CA | CALOSANG.txt
| 925 | "California" | CA | "Riverside" | 11 | Riverside |  | LOS ANGELES C.O. CA | CA | 1537 | 1154 | Los Angeles | CA | CALOSANG.txt
| 926 | "California" | CA | "Santa Ana" | 11 | Santa Ana |  | LONG BEACH CA | CA | 1201 | 1430 | Los Angeles | CA | CALOSANG.txt
| 927 | "California" | CA | "Santa Ana" | 11 | Santa Ana |  | LONG BEACH CA | CA | 1201 | 1430 | Los Angeles | CA | CALOSANG.txt
| 928 | "California" | CA | "Anaheim" | 9 | Anaheim |  | LONG BEACH CA | CA | 1201 | 1430 | Los Angeles | CA | CALOSANG.txt
| 930 | "California" | CA | "Ventura/Oxnard" | 16 | Ventura/Oxnard |  | BAKERSFIELD CA | CA | 2365 | 2182 | Los Angeles | CA | CALOSANG.txt
| 931 | "California" | CA | "Santa Barbara" | 15 | Santa Barbara |  | SANTA BARBARA CA | CA | 289 | 2438 | Los Angeles | CA | CALOSANG.txt
| 932 | "California" | CA | "Bakersfield/Visalia" | 21 | Bakersfield/Visalia |  | FRESNO CA | CA | 1967 | 2556 | Fresno | CA | CAFRESNO.txt
| 933 | "California" | CA | "Bakersfield" | 13 | Bakersfield |  | BAKERSFIELD CA | CA | 2365 | 2182 | Fresno | CA | CAFRESNO.txt
| 934 | "California" | CA | "San Luis Obispo" | 17 | San Luis Obispo |  | SANTA MARIA CA | CA | 169 | 2984 | Fresno | CA | CAFRESNO.txt
| 935 | "California" | CA | "Lancaster" | 11 | Lancaster |  | BISHOP CA | CA | 1039 | 4310 | Reno | NV | NVRENO.txt
| 936 | "California" | CA | "Fresno" | 8 | Fresno |  | FRESNO CA | CA | 1967 | 2556 | Fresno | CA | CAFRESNO.txt
| 937 | "California" | CA | "Fresno" | 8 | Fresno |  | FRESNO CA | CA | 1967 | 2556 | Fresno | CA | CAFRESNO.txt
| 939 | "California" | CA | "Monterey" | 10 | Monterey |  | SAN FRANCISCO C.O. CA | CA | 65 | 3005 | San Francisco | CA | CASANFRA.txt
| 940 | "California" | CA | "So. San Francisco" | 19 | So. San Francisco |  | SAN FRANCISCO C.O. CA | CA | 65 | 3005 | San Francisco | CA | CASANFRA.txt
| 941 | "California" | CA | "San Francisco" | 15 | San Francisco |  | SAN FRANCISCO C.O. CA | CA | 65 | 3005 | San Francisco | CA | CASANFRA.txt
| 942 | "California" | CA | "Sacramento/Placerville" | 24 | Sacramento/Placerville |  | SAN FRANCISCO AP CA | CA | 145 | 3016 | Sacramento | CA | CASACRAM.txt
| 943 | "California" | CA | "Palo Alto" | 11 | Palo Alto |  | SAN FRANCISCO AP CA | CA | 145 | 3016 | San Jose | CA | CASANJOS.txt
| 944 | "California" | CA | "San Mateo" | 11 | San Mateo |  | SAN FRANCISCO AP CA | CA | 145 | 3016 | San Jose | CA | CASANJOS.txt
| 945 | "California" | CA | "Concord" | 9 | Concord |  | SACRAMENTO CA | CA | 1237 | 2749 | Sacramento | CA | CASACRAM.txt
| 946 | "California" | CA | "Oakland" | 9 | Oakland |  | SAN FRANCISCO AP CA | CA | 145 | 3016 | San Jose | CA | CASANJOS.txt
| 947 | "California" | CA | "Berkeley" | 10 | Berkeley |  | SAN FRANCISCO AP CA | CA | 145 | 3016 | San Jose | CA | CASANJOS.txt
| 948 | "California" | CA | "Richmond" | 10 | Richmond |  | SAN FRANCISCO AP CA | CA | 145 | 3016 | San Jose | CA | CASANJOS.txt
| 949 | "California" | CA | "San Rafael" | 12 | San Rafael |  | SAN FRANCISCO AP CA | CA | 145 | 3016 | San Jose | CA | CASANJOS.txt
| 950 | "California" | CA | "Gilroy" | 8 | Gilroy |  | SAN FRANCISCO AP CA | CA | 145 | 3016 | San Jose | CA | CASANJOS.txt
| 951 | "California" | CA | "San Jose" | 10 | San Jose |  | SAN FRANCISCO AP CA | CA | 145 | 3016 | San Jose | CA | CASANJOS.txt
| 952 | "California" | CA | "Stockton" | 10 | Stockton |  | STOCKTON CA | CA | 1470 | 2707 | Sacramento | CA | CASACRAM.txt
| 953 | "California" | CA | "Merced" | 8 | Merced |  | SACRAMENTO CA | CA | 1237 | 2749 | Sacramento | CA | CASACRAM.txt
| 954 | "California" | CA | "Santa Rosa" | 12 | Santa Rosa |  | SACRAMENTO CA | CA | 1237 | 2749 | Sacramento | CA | CASACRAM.txt
| 955 | "California" | CA | "Eureka" | 8 | Eureka |  | EUREKA CA | CA | 725 | 4496 | Medford | OR | ORMEDFOR.txt
| 956 | "California" | CA | "Sacramento/Placerville" | 24 | Sacramento/Placerville |  | SACRAMENTO CA | CA | 1237 | 2749 | Sacramento | CA | CASACRAM.txt
| 957 | "California" | CA | "Pollock Pines" | 15 | Pollock Pines |  | RENO NV | NV | 508 | 5674 | Reno | NV | NVRENO.txt
| 958 | "California" | CA | "Sacramento" | 12 | Sacramento |  | SACRAMENTO CA | CA | 1237 | 2749 | Sacramento | CA | CASACRAM.txt
| 959 | "California" | CA | "Marysville" | 12 | Marysville |  | SACRAMENTO CA | CA | 1237 | 2749 | Sacramento | CA | CASACRAM.txt
| 960 | "California" | CA | "Redding" | 9 | Redding |  | REDDING CA | CA | 1797 | 2855 | Sacramento | CA | CASACRAM.txt
| 961 | "California" | CA | "Susanville" | 12 | Susanville |  | WINNEMUCCA NV | NV | 538 | 6315 | Sacramento | CA | CASACRAM.txt
| 967 | "Hawaii" | HI | "Honolulu" | 10 | Honolulu |  | HILO HI | HI | 3284 | 0 | Honolulu | HI | HIHONOLU.txt
| 968 | "Hawaii" | HI | "Honolulu" | 10 | Honolulu |  | HONOLULU HI | HI | 4474 | 0 | Honolulu | HI | HIHONOLU.txt
| 969 | "Guam" | GU | "Mangilao" | 10 | Mangilao |  | GUAM PC | PC | 5034 | 0 | Honolulu | HI | HIHONOLU.txt
| 970 | "Oregon" | OR | "Hood River" | 12 | Hood River |  | SALEM OR | OR | 247 | 4927 | Salem | OR | ORSALEM.txt
| 971 | "Oregon" | OR | "Portland" | 10 | Portland |  | PORTLAND OR | OR | 371 | 4522 | Portland | OR | ORPORTLA.txt
| 972 | "Oregon" | OR | "Portland" | 10 | Portland |  | PORTLAND OR | OR | 371 | 4522 | Portland | OR | ORPORTLA.txt
| 973 | "Oregon" | OR | "Salem" | 7 | Salem |  | SALEM OR | OR | 247 | 4927 | Salem | OR | ORSALEM.txt
| 974 | "Oregon" | OR | "Eugene" | 8 | Eugene |  | EUGENE OR | OR | 300 | 4546 | Eugene | OR | OREUGENE.txt
| 975 | "Oregon" | OR | "Medford" | 9 | Medford |  | MEDFORD OR | OR | 725 | 4611 | Medford | OR | ORMEDFOR.txt
| 976 | "Oregon" | OR | "Klamath Falls" | 15 | Klamath Falls |  | MEDFORD OR | OR | 725 | 4611 | Medford | OR | ORMEDFOR.txt
| 977 | "Oregon" | OR | "Bend" | 6 | Bend |  | BURNS OR | OR | 202 | 7785 | Yakima | WA | WAYAKIMA.txt
| 978 | "Oregon" | OR | "Pendleton" | 11 | Pendleton |  | PENDLETON OR | OR | 701 | 5294 | Yakima | WA | WAYAKIMA.txt
| 979 | "Oregon" | OR | "Ontario" | 9 | Ontario |  | BOISE ID | ID | 754 | 5861 | Boise | ID | IDBOISE.txt
| 980 | "Washington" | WA | "Seattle" | 9 | Seattle |  | SEATTLE C.O. WA | WA | 167 | 4611 | Seattle | WA | WASEATTL.txt
| 981 | "Washington" | WA | "Seattle" | 9 | Seattle |  | SEATTLE C.O. WA | WA | 167 | 4611 | Seattle | WA | WASEATTL.txt
| 982 | "Washington" | WA | "Everett" | 9 | Everett |  | QUILLAYUTE WA | WA | 6 | 5858 | Seattle | WA | WASEATTL.txt
| 983 | "Washington" | WA | "Tacoma" | 8 | Tacoma |  | SEATTLE SEA-TAC AP WA | WA | 190 | 4908 | Seattle | WA | WASEATTL.txt
| 984 | "Washington" | WA | "Tacoma" | 8 | Tacoma |  | SEATTLE SEA-TAC AP WA | WA | 190 | 4908 | Seattle | WA | WASEATTL.txt
| 985 | "Washington" | WA | "Olympia" | 9 | Olympia |  | OLYMPIA WA | WA | 101 | 5655 | Seattle | WA | WASEATTL.txt
| 986 | "Washington" | WA | "Vancouver" | 11 | Vancouver |  | PORTLAND OR | OR | 371 | 4522 | Portland | OR | ORPORTLA.txt
| 988 | "Washington" | WA | "Wenatchee" | 11 | Wenatchee |  | YAKIMA WA | WA | 458 | 5967 | Yakima | WA | WAYAKIMA.txt
| 989 | "Washington" | WA | "Yakima" | 8 | Yakima |  | YAKIMA WA | WA | 458 | 5967 | Yakima | WA | WAYAKIMA.txt
| 990 | "Washington" | WA | "Spokane" | 9 | Spokane |  | SPOKANE WA | WA | 398 | 6842 | Spokane | WA | WASPOKAN.txt
| 991 | "Washington" | WA | "Spokane" | 9 | Spokane |  | SPOKANE WA | WA | 398 | 6842 | Spokane | WA | WASPOKAN.txt
| 992 | "Washington" | WA | "Spokane" | 9 | Spokane |  | SPOKANE WA | WA | 398 | 6842 | Spokane | WA | WASPOKAN.txt
| 993 | "Washington" | WA | "Richland" | 10 | Richland |  | PENDLETON OR | OR | 701 | 5294 | Yakima | WA | WAYAKIMA.txt
| 994 | "Washington" | WA | "Clarkston" | 11 | Clarkston |  | PENDLETON OR | OR | 701 | 5294 | Yakima | WA | WAYAKIMA.txt
| 995 | "Alaska" | AK | "Anchorage" | 11 | Anchorage |  | ANCHORAGE AK | AK | 0 | 10570 | Anchorage | AK | AKANCHOR.txt
| 996 | "Alaska" | AK | "Anchorage" | 11 | Anchorage |  | ANCHORAGE AK | AK | 0 | 10570 | Anchorage | AK | AKANCHOR.txt
| 997 | "Alaska" | AK | "Fairbanks" | 11 | Fairbanks |  | FAIRBANKS AK | AK | 84 | 13940 | Fairbanks | AK | AKFAIRBA.txt
| 998 | "Alaska" | AK | "Juneau" | 8 | Juneau |  | JUNEAU AK | AK | 0 | 8897 | Juneau | AK | AKJUNEAU.txt
| 999 | "Alaska" | AK | "Ketchikan" | 11 | Ketchikan |  | KING SALMON AK | AK | 0 | 11456 | Juneau | AK | AKJUNEAU.txt
| 901 Unique Zip Codes | [6 empty] | 242 Unique Climates |  |  |  | 159 IWIN - NCDC Sites

## Constants (hidden)
Office Space Constants | Normalized | Raw Values |  |  |  | Nominal Score | Target
[6 empty] | 5 | 423
[6 empty] | 10 | 329 | 2 | 0.6 | 0.4 | 0 | 0 | 0 | 2 | 1
Co | -0.20933 | -42.2155 |  | Mean Values |  | 20 | 251 | 6 | [5 empty] | 6
C1 | 0.074217 | 14.9669 | Sqft | 14081.7076 |  | 30 | 211 | ELECTRICITY | 1 | 0 | 0 | 0 | 0 | KWH | 0
C2 | 5.768e-05 | 0.011632 | CDD | 1109.01 |  | 40 | 176 | NATURAL GAS | 0.6 | 0.4 | 0 | 0 | 0 | KBTU | 1
C3 | 0.0025631 | 0.51688 | Hours | 55.3156 |  | 50 | 152 | OTHER | 0.6 | 0 | 0.3 | 0 | 0
C4 | 0.083138 | 16.766 | Occ Den | 2.3111 |  | 60 | 129
C5 | 0.048394 | 9.7594 | PC Den | 2.1177 |  | 70 | 114
Predicted | 1 | 201.6647 |  |  |  | 75 | 105
[6 empty] | 80 | 90
[6 empty] | 90 | 66
[6 empty] | 95 | 55
Secondary Space | W/sf | Source Btuh/sf | Source kBtu/sf @ 168 hours |  |  | Site Impacts | Percent Source
Computer Space | 3.984 | 41.0354 | 358.4852 |  | Electric | 1.8 | 0.81818
Garage Parking | 1.46 | 15.038 | 131.372 |  | Gas | 0.4 | 0.18182
Open Garage | 0.26 | 2.678 | 23.395 |  | Oil
Parking Lot | 0.025 | 0.2575 | 2.2495 |  | Steam
ES Office (as reference) | 3.8478 | 39.6327 | 135 |  | Chilled Water
Temporary Values | [5 empty] | 2.2 | 1
This table coverts % site to % source
Heating Source |  | Elec. | Other
| Electricity | 100 | 0
| Natural Gas | 70 | 30
| District Steam | 70 | 30
| Fuel Oil | 70 | 30

## Cities (hidden)
Picklist #1
| LOCATION | CDD | HDD | Electric |  |  | Gas
51 | WASHINGTON, DC | 1549 | 4047 |  | 0.0715 | 0.020955 | 0.77476 | 7.98
8 |  |  |  | (c/kWh) | ($/kW-hr) | ($/kBTU) | ($/Therm) | Gas ($/kcf)
<none>
| ALBANY, NY | 507 | 6894 | 11.67 | 0.1167 | 0.034203 | 0.65437 | 6.74
| ATLANTA, GA | 1667 | 2991 | 7.33 | 0.0733 | 0.021483 | 0.63786 | 6.57
| BALTIMORE, MD | 1137 | 4707 | 7.19 | 0.0719 | 0.021073 | 0.55631 | 5.73
| BOSTON, MA | 678 | 5641 | 9.75 | 0.0975 | 0.028576 | 0.70194 | 7.23
| CHARLESTON, WV | 1031 | 4646 | 5.83 | 0.0583 | 0.017087 | 0.61942 | 6.38
| CHARLOTTE, NC | 1582 | 3341 | 6.56 | 0.0656 | 0.019226 | 0.5534 | 5.7
| CHICAGO, IL | 752 | 6536 | 7.68 | 0.0768 | 0.022509 | 0.49709 | 5.12
| CINCINNATI, OH | 996 | 5248 | 7.72 | 0.0772 | 0.022626 | 0.52427 | 5.4
| CLEVELAND, OH | 621 | 6201 | 7.72 | 0.0772 | 0.022626 | 0.52427 | 5.4
| COLUMBIA, SC | 1966 | 2649 | 6.37 | 0.0637 | 0.018669 | 0.6534 | 6.73
| DALLAS-FT WORTH, TX | 2603 | 2407 | 7.04 | 0.0704 | 0.020633 | 0.42718 | 4.4
| DENVER, CO | 679 | 6020 | 6 | 0.06 | 0.017585 | 0.41845 | 4.31
| DES MOINES, IA | 1036 | 6497 | 6.32 | 0.0632 | 0.018523 | 0.4466 | 4.6
| DETROIT, MI | 626 | 6569 | 7.93 | 0.0793 | 0.023242 | 0.45437 | 4.68
| HARTFORD, CT | 677 | 6151 | 9.99 | 0.0999 | 0.029279 | 0.83495 | 8.6
| HONOLULU, HI | 4474 | 0 | 11.67 | 0.1167 | 0.034203 | 1.3107 | 13.5
| HOUSTON, TX | 2700 | 1599 | 7.04 | 0.0704 | 0.020633 | 0.42718 | 4.4
| INDIANAPOLIS, IN | 1014 | 5615 | 5.91 | 0.0591 | 0.017321 | 0.5233 | 5.39
| JACKSONVILLE, FL | 2551 | 1434 | 6.35 | 0.0635 | 0.018611 | 0.53981 | 5.56
| KANSAS CITY, MO | 1288 | 5393 | 4.9 | 0.049 | 0.014361 | 0.60194 | 6.2
| LAS VEGAS, NV | 3201 | 2407 | 6.97 | 0.0697 | 0.020428 | 0.52039 | 5.36
| LOS ANGELES, CA | 1537 | 1154 | 10.9 | 0.109 | 0.031946 | 0.71359 | 7.35
| MEMPHIS, TN | 2118 | 3082 | 6.63 | 0.0663 | 0.019431 | 0.55437 | 5.71
| MIAMI, FL | 4198 | 200 | 6.35 | 0.0635 | 0.018611 | 0.53981 | 5.56
| MILWAUKEE, WI | 479 | 7324 | 5.87 | 0.0587 | 0.017204 | 0.49126 | 5.06
| MINNEAPOLIS, MN | 682 | 7981 | 6.25 | 0.0625 | 0.018318 | 0.47379 | 4.88
| NASHVILLE, TN | 1616 | 3729 | 6.63 | 0.0663 | 0.019431 | 0.55437 | 5.71
| NEW ORLEANS, LA | 2655 | 1513 | 7.2 | 0.072 | 0.021102 | 0.54369 | 5.6
| NEW YORK, NY | 1052 | 4910 | 11.67 | 0.1167 | 0.034203 | 0.65437 | 6.74
| NORFOLK, VA | 1422 | 3495 | 5.84 | 0.0584 | 0.017116 | 0.58058 | 5.98
| OKLAHOMA CITY, OK | 1859 | 3659 | 6.09 | 0.0609 | 0.017849 | 0.46893 | 4.83
| OMAHA, NE | 1072 | 6300 | 5.58 | 0.0558 | 0.016354 | 0.43981 | 4.53
| ORLANDO, FL | 3381 | 686 | 6.35 | 0.0635 | 0.018611 | 0.53981 | 5.56
| PHILADELPHIA, PA | 1101 | 4954 | 8.28 | 0.0828 | 0.024267 | 0.66019 | 6.8
| PHOENIX, AZ | 4162 | 1350 | 8.32 | 0.0832 | 0.024385 | 0.51262 | 5.28
| PITTSBURGH, PA | 654 | 5968 | 8.28 | 0.0828 | 0.024267 | 0.66019 | 6.8
| PORTLAND, ME | 268 | 7378 | 10.16 | 0.1016 | 0.029777 | 0.6767 | 6.97
| PORTLAND, OR | 371 | 4522 | 4.97 | 0.0497 | 0.014566 | 0.53592 | 5.52
| PROVIDENCE, RI | 606 | 5884 | 9.95 | 0.0995 | 0.029162 | 0.79515 | 8.19
| RALEIGH, NC | 1417 | 3457 | 6.56 | 0.0656 | 0.019226 | 0.5534 | 5.7
| RICHMOND, VA | 1348 | 3963 | 5.84 | 0.0584 | 0.017116 | 0.58058 | 5.98
| SACRAMENTO, CA | 1237 | 2749 | 10.9 | 0.109 | 0.031946 | 0.71359 | 7.35
| SALT LAKE CITY, UT | 1047 | 5765 | 5.87 | 0.0587 | 0.017204 | 0.38447 | 3.96
| SAN ANTONIO, TX | 2996 | 1644 | 7.04 | 0.0704 | 0.020633 | 0.42718 | 4.4
| SAN DIEGO, CA | 984 | 1256 | 10.9 | 0.109 | 0.031946 | 0.71359 | 7.35
| SAN FRANCISCO, CA | 65 | 3005 | 10.9 | 0.109 | 0.031946 | 0.71359 | 7.35
| SEATTLE, WA | 190 | 4908 | 4.72 | 0.0472 | 0.013834 | 0.49806 | 5.13
| ST. LOUIS, MO | 1534 | 4758 | 4.9 | 0.049 | 0.014361 | 0.60194 | 6.2
| SYRACUSE, NY | 438 | 6834 | 11.67 | 0.1167 | 0.034203 | 0.65437 | 6.74
| WASHINGTON, DC | 1549 | 4047 | 7.15 | 0.0715 | 0.020955 | 0.77476 | 7.98
| National Average | 1109 | 0 | 7.73 | 0.0773 | 0.022655 | 0.54466 | 5.61

## Zip Code Finder
Zip Code Locator
Building Location
Location: | Watertown, NY
5-digit Zip Code: | 13601
1549
|  |  | 100 | 30.81 | #REF! | #REF! |  | LOCATION | CDD | HDD
|  |  | 99 | 37.33 | #REF! | #REF!
|  |  | 98 | 41.97 | #REF! | #REF! | 46 | ST. LOUIS, MO | 1534 | 4758
|  |  | 97 | 45.72 | #REF! | #REF! | 69
|  |  | 96 | 48.95 | #REF! | #REF! |  | <none>
|  |  | 95 | 51.83 | #REF! | #REF! |  | ALBANY, NY | 507 | 6894
|  |  | 94 | 54.45 | #REF! | #REF! |  | ATLANTA, GA | 1667 | 2991
|  |  | 93 | 56.88 | #REF! | #REF! |  | BALTIMORE, MD | 1137 | 4707
|  |  | 92 | 59.15 | #REF! | #REF! |  | BOSTON, MA | 678 | 5641
|  |  | 91 | 61.3 | #REF! | #REF! |  | CHARLESTON, WV | 1031 | 4646
|  |  | 90 | 63.35 | #REF! | #REF! |  | CHARLOTTE, NC | 1582 | 3341
|  |  | 89 | 65.31 | #REF! | #REF! |  | CHICAGO, IL | 752 | 6536
|  |  | 88 | 67.2 | #REF! | #REF! |  | CINCINNATI, OH | 996 | 5248
|  |  | 87 | 69.02 | #REF! | #REF! |  | CLEVELAND, OH | 621 | 6201
|  |  | 86 | 70.79 | #REF! | #REF! |  | COLUMBIA, SC | 1966 | 2649
|  |  | 85 | 72.51 | #REF! | #REF! |  | DALLAS-FT WORTH, TX | 2603 | 2407
|  |  | 84 | 74.2 | #REF! | #REF! |  | DENVER, CO | 679 | 6020
|  |  | 83 | 75.84 | #REF! | #REF! |  | DES MOINES, IA | 1036 | 6497
|  |  | 82 | 77.45 | #REF! | #REF! |  | DETROIT, MI | 626 | 6569
|  |  | 81 | 79.04 | #REF! | #REF! |  | HARTFORD, CT | 677 | 6151
|  |  | 80 | 80.6 | #REF! | #REF! |  | HONOLULU, HI | 4474 | 0
|  |  | 79 | 82.13 | #REF! | #REF! |  | HOUSTON, TX | 2700 | 1599
|  |  | 78 | 83.65 | #REF! | #REF! |  | INDIANAPOLIS, IN | 1014 | 5615
|  |  | 77 | 85.14 | #REF! | #REF! |  | JACKSONVILLE, FL | 2551 | 1434
|  |  | 76 | 86.63 | #REF! | #REF! |  | KANSAS CITY, MO | 1288 | 5393
|  |  | 75 | 88.09 | #REF! | #REF! |  | LAS VEGAS, NV | 3201 | 2407
|  |  | 74 | 89.55 | #REF! | #REF! |  | LOS ANGELES, CA | 1537 | 1154
|  |  | 73 | 90.99 | #REF! | #REF! |  | MEMPHIS, TN | 2118 | 3082
|  |  | 72 | 92.43 | #REF! | #REF! |  | MIAMI, FL | 4198 | 200
|  |  | 71 | 93.86 | #REF! | #REF! |  | MILWAUKEE, WI | 479 | 7324
|  |  | 70 | 95.28 | #REF! | #REF! |  | MINNEAPOLIS, MN | 682 | 7981
|  |  | 69 | 96.69 | #REF! | #REF! |  | NASHVILLE, TN | 1616 | 3729
|  |  | 68 | 98.1 | #REF! | #REF! |  | NEW ORLEANS, LA | 2655 | 1513
|  |  | 67 | 99.51 | #REF! | #REF! |  | NEW YORK, NY | 1052 | 4910
|  |  | 66 | 100.92 | #REF! | #REF! |  | NORFOLK, VA | 1422 | 3495
|  |  | 65 | 102.32 | #REF! | #REF! |  | OKLAHOMA CITY, OK | 1859 | 3659
|  |  | 64 | 103.73 | #REF! | #REF! |  | OMAHA, NE | 1072 | 6300
|  |  | 63 | 105.13 | #REF! | #REF! |  | ORLANDO, FL | 3381 | 686
|  |  | 62 | 106.54 | #REF! | #REF! |  | PHILADELPHIA, PA | 1101 | 4954
|  |  | 61 | 107.95 | #REF! | #REF! |  | PHOENIX, AZ | 4162 | 1350
|  |  | 60 | 109.36 | #REF! | #REF! |  | PITTSBURGH, PA | 654 | 5968
|  |  | 59 | 110.77 | #REF! | #REF! |  | PORTLAND, ME | 268 | 7378
|  |  | 58 | 112.19 | #REF! | #REF! |  | PORTLAND, OR | 371 | 4522
|  |  | 57 | 113.62 | #REF! | #REF! |  | PROVIDENCE, RI | 606 | 5884
|  |  | 56 | 115.05 | #REF! | #REF! |  | RALEIGH, NC | 1417 | 3457 | Picklist #5
|  |  | 55 | 116.5 | #REF! | #REF! |  | RICHMOND, VA | 1348 | 3963
|  |  | 54 | 117.95 | #REF! | #REF! |  | SACRAMENTO, CA | 1237 | 2749 |  | LOCATION | CDD | HDD
|  |  | 53 | 119.4 | #REF! | #REF! |  | SALT LAKE CITY, UT | 1047 | 5765
|  |  | 52 | 120.87 | #REF! | #REF! |  | SAN ANTONIO, TX | 2996 | 1644 | 50 | HONOLULU, HI | 4474 | 0
|  |  | 51 | 122.35 | #REF! | #REF! |  | SAN DIEGO, CA | 984 | 1256 | 66
|  |  | 50 | 123.85 | #REF! | #REF! |  | SAN FRANCISCO, CA | 65 | 3005 |  | <none>
|  |  | 49 | 125.35 | #REF! | #REF! |  | SEATTLE, WA | 190 | 4908 |  | BIRMINGHAM, AL | 1797 | 2918
|  |  | 48 | 126.87 | #REF! | #REF! |  | ST. LOUIS, MO | 1534 | 4758 |  | HUNTSVILLE, AL | 1651 | 3323
|  |  | 47 | 128.4 | #REF! | #REF! |  | SYRACUSE, NY | 438 | 6834 |  | MOBILE, AL | 2627 | 1702
|  |  | 46 | 129.96 | #REF! | #REF! |  | WASHINGTON, DC | 1549 | 4047 |  | MONTGOMERY, AL | 2212 | 2224
|  |  | 45 | 131.52 | #REF! | #REF! |  | National Average | 1109 | 0 |  | ANCHORAGE, AK | 0 | 10570
|  |  | 44 | 133.11 | #REF! | #REF! | [5 empty] | FAIRBANKS, AK | 84 | 13940
|  |  | 43 | 134.72 | #REF! | #REF! | [5 empty] | JUNEAU, AK | 0 | 8897
|  |  | 42 | 136.35 | #REF! | #REF! | [5 empty] | FLAGSTAFF, AZ | 145 | 7131
|  |  | 41 | 138 | #REF! | #REF! | [5 empty] | PHOENIX, AZ | 4162 | 1350
|  |  | 40 | 139.67 | #REF! | #REF! | [5 empty] | TUCSON, AZ | 2954 | 1678
|  |  | 39 | 141.37 | #REF! | #REF! | [5 empty] | FORT SMITH, AR | 1894 | 3478
|  |  | 38 | 143.1 | #REF! | #REF! | [5 empty] | LITTLE ROCK, AR | 2005 | 3155
|  |  | 37 | 144.86 | #REF! | #REF! | [5 empty] | BAKERSFIELD, CA | 2365 | 2182
|  |  | 36 | 146.65 | #REF! | #REF! | [5 empty] | FRESNO, CA | 1967 | 2556
|  |  | 35 | 148.47 | #REF! | #REF! | [5 empty] | LONG BEACH, CA | 1201 | 1430
|  |  | 34 | 150.33 | #REF! | #REF! | [5 empty] | LOS ANGELES, CA | 1537 | 1154
|  |  | 33 | 152.23 | #REF! | #REF! | [5 empty] | REDDING, CA | 1797 | 2855
|  |  | 32 | 154.17 | #REF! | #REF! | [5 empty] | SACRAMENTO, CA | 1237 | 2749
|  |  | 31 | 156.15 | #REF! | #REF! | [5 empty] | SAN DIEGO, CA | 984 | 1256
|  |  | 30 | 158.18 | #REF! | #REF! | [5 empty] | SAN FRANCISCO, CA | 65 | 3005
|  |  | 29 | 160.26 | #REF! | #REF! | [5 empty] | SANTA BARBARA, CA | 289 | 2438
|  |  | 28 | 162.39 | #REF! | #REF! | [5 empty] | SANTA MARIA, CA | 169 | 2984
|  |  | 27 | 164.59 | #REF! | #REF! | [5 empty] | STOCKTON, CA | 1470 | 2707
|  |  | 26 | 166.84 | #REF! | #REF! | [5 empty] | ALAMOSA, CO | 62 | 8749
|  |  | 25 | 169.17 | #REF! | #REF! | [5 empty] | COLORADO SPRINGS, CO | 419 | 6415
|  |  | 24 | 171.57 | #REF! | #REF! | [5 empty] | DENVER, CO | 679 | 6020
|  |  | 23 | 174.06 | #REF! | #REF! | [5 empty] | GRAND JUNCTION, CO | 1183 | 5548
|  |  | 22 | 176.63 | #REF! | #REF! | [5 empty] | PUEBLO, CO | 973 | 5413
|  |  | 21 | 179.3 | #REF! | #REF! | [5 empty] | BRIDGEPORT, CT | 724 | 5537
|  |  | 20 | 182.09 | #REF! | #REF! | [5 empty] | HARTFORD, CT | 677 | 6151
|  |  | 19 | 184.99 | #REF! | #REF! | [5 empty] | WILMINGTON, DE | 1046 | 4937
|  |  | 18 | 188.03 | #REF! | #REF! | [5 empty] | WASHINGTON, DC | 1549 | 4047
|  |  | 17 | 191.21 | #REF! | #REF! | [5 empty] | DAYTONA BEACH, FL | 2919 | 909
|  |  | 16 | 194.57 | #REF! | #REF! | [5 empty] | FORT MYERS, FL | 3855 | 418
|  |  | 15 | 198.12 | #REF! | #REF! | [5 empty] | GAINESVILLE, FL | 2609 | 1267
|  |  | 14 | 201.9 | #REF! | #REF! | [5 empty] | JACKSONVILLE, FL | 2551 | 1434
|  |  | 13 | 205.93 | #REF! | #REF! | [5 empty] | KEY WEST, FL | 4798 | 100
|  |  | 12 | 210.26 | #REF! | #REF! | [5 empty] | MIAMI, FL | 4198 | 200
|  |  | 11 | 214.94 | #REF! | #REF! | [5 empty] | ORLANDO, FL | 3381 | 686
|  |  | 10 | 220.06 | #REF! | #REF! | [5 empty] | PENSACOLA, FL | 2636 | 1617
|  |  | 9 | 225.7 | #REF! | #REF! | [5 empty] | TALLAHASSEE, FL | 2518 | 1705
|  |  | 8 | 232.02 | #REF! | #REF! | [5 empty] | TAMPA, FL | 3427 | 725
|  |  | 7 | 239.2 | #REF! | #REF! | [5 empty] | WEST PALM BEACH, FL | 3891 | 323
|  |  | 6 | 247.56 | #REF! | #REF! | [5 empty] | ATLANTA, GA | 1667 | 2991
|  |  | 5 | 257.62 | #REF! | #REF! | [5 empty] | AUGUSTA, GA | 1948 | 2565
|  |  | 4 | 270.33 | #REF! | #REF! | [5 empty] | COLUMBUS, GA | 2284 | 2261
|  |  | 3 | 287.83 | #REF! | #REF! | [5 empty] | SAVANNAH, GA | 2365 | 1847
|  |  | 2 | 316.81 | #REF! | #REF! | [5 empty] | HILO, HI | 3284 | 0
|  |  | 1 | 500 | #REF! | #REF! | [5 empty] | HONOLULU, HI | 4474 | 0
[12 empty] | BOISE, ID | 754 | 5861
[12 empty] | LEWISTON, ID | 814 | 5270
[12 empty] | POCATELLO, ID | 421 | 7180
[12 empty] | CHICAGO, IL | 752 | 6536
[12 empty] | MOLINE, IL | 911 | 6474
[12 empty] | PEORIA, IL | 982 | 6148
[12 empty] | ROCKFORD, IL | 702 | 6969
[12 empty] | SPRINGFIELD, IL | 1141 | 5688
[12 empty] | EVANSVILLE, IN | 1376 | 4708
[12 empty] | FORT WAYNE, IN | 824 | 6273
[12 empty] | INDIANAPOLIS, IN | 1014 | 5615
[12 empty] | SOUTH BEND, IN | 728 | 6331
[12 empty] | DES MOINES, IA | 1036 | 6497
[12 empty] | DUBUQUE, IA | 593 | 7327
[12 empty] | SIOUX CITY, IA | 907 | 6893
[12 empty] | WATERLOO, IA | 702 | 7406
[12 empty] | DODGE CITY, KS | 1465 | 5001
[12 empty] | TOPEKA, KS | 1304 | 5265
[12 empty] | WICHITA, KS | 1628 | 4791
[12 empty] | LEXINGTON, KY | 1140 | 4783
[12 empty] | LOUISVILLE, KY | 1288 | 4514
[12 empty] | PADUCAH, KY | 1475 | 4279
[12 empty] | BATON ROUGE, LA | 2690 | 1669
[12 empty] | NEW ORLEANS, LA | 2655 | 1513
[12 empty] | SHREVEPORT, LA | 2368 | 2264
[12 empty] | CARIBOU, ME | 131 | 9651
[12 empty] | PORTLAND, ME | 268 | 7378
[12 empty] | BALTIMORE, MD | 1137 | 4707
[12 empty] | BOSTON, MA | 678 | 5641
[12 empty] | WORCESTER, MA | 333 | 6979
[12 empty] | DETROIT, MI | 626 | 6569
[12 empty] | FLINT, MI | 483 | 6979
[12 empty] | GRAND RAPIDS, MI | 534 | 6973
[12 empty] | LANSING, MI | 490 | 7101
[12 empty] | MARQUETTE, MI | 155 | 9567
[12 empty] | DULUTH, MN | 180 | 9818
[12 empty] | INT'L FALLS, MN | 249 | 10487
[12 empty] | MINNEAPOLIS, MN | 682 | 7981
[12 empty] | ROCHESTER, MN | 472 | 8250
[12 empty] | SAINT CLOUD, MN | 415 | 8928
[12 empty] | JACKSON, MS | 2215 | 2467
[12 empty] | MERIDIAN, MS | 2138 | 2444
[12 empty] | TUPELO, MS | 1908 | 3079
[12 empty] | COLUMBIA, MO | 1189 | 5212
[12 empty] | KANSAS CITY, MO | 1288 | 5393
[12 empty] | ST. LOUIS, MO | 1534 | 4758
[12 empty] | SPRINGFIELD, MO | 1320 | 4638
[12 empty] | BILLINGS, MT | 652 | 7164
[12 empty] | GREAT FALLS, MT | 388 | 7741
[12 empty] | HELENA, MT | 386 | 8031
[12 empty] | MISSOULA, MT | 280 | 7792
[12 empty] | LINCOLN, NE | 1134 | 6278
[12 empty] | NORTH PLATTE, NE | 713 | 6859
[12 empty] | OMAHA, NE | 1072 | 6300
[12 empty] | LAS VEGAS, NV | 3201 | 2407
[12 empty] | RENO, NV | 508 | 5674
[12 empty] | CONCORD, NH | 328 | 7554
[12 empty] | ATLANTIC CITY, NJ | 826 | 5169
[12 empty] | NEWARK, NJ | 1201 | 4888
[12 empty] | ALBUQUERQUE, NM | 1244 | 4425
[12 empty] | CLAYTON, NM | 772 | 5064
[12 empty] | ROSWELL, NM | 1776 | 3267
[12 empty] | ALBANY, NY | 507 | 6894
[12 empty] | BINGHAMTON, NY | 337 | 7273
[12 empty] | BUFFALO, NY | 477 | 6747
[12 empty] | ISLIP, NY | 706 | 5647
[12 empty] | NEW YORK, NY | 1052 | 4910
[12 empty] | ROCHESTER, NY | 425 | 6734
[12 empty] | SYRACUSE, NY | 438 | 6834
[12 empty] | ASHEVILLE, NC | 787 | 4308
[12 empty] | CAPE HATTERAS, NC | 1638 | 2698
[12 empty] | CHARLOTTE, NC | 1582 | 3341
[12 empty] | GREENSBORO, NC | 1253 | 3865
[12 empty] | RALEIGH, NC | 1417 | 3457
[12 empty] | WILMINGTON, NC | 1926 | 2470
[12 empty] | BISMARCK, ND | 488 | 8968
[12 empty] | FARGO, ND | 537 | 9254
[12 empty] | AKRON, OH | 625 | 6160
[12 empty] | CINCINNATI, OH | 996 | 5248
[12 empty] | CLEVELAND, OH | 621 | 6201
[12 empty] | COLUMBUS, OH | 797 | 5708
[12 empty] | DAYTON, OH | 886 | 5708
[12 empty] | TOLEDO, OH | 610 | 6579
[12 empty] | YOUNGSTOWN, OH | 497 | 6544
[12 empty] | OKLAHOMA CITY, OK | 1859 | 3659
[12 empty] | TULSA, OK | 2017 | 3691
[12 empty] | PORTLAND, OR | 371 | 4522
[12 empty] | SALEM, OR | 247 | 4927
[12 empty] | GUAM, PC | 5034 | 0
[12 empty] | ALLENTOWN, PA | 773 | 5785
[12 empty] | ERIE, PA | 550 | 6279
[12 empty] | HARRISBURG, PA | 962 | 5347
[12 empty] | PHILADELPHIA, PA | 1101 | 4954
[12 empty] | PITTSBURGH, PA | 654 | 5968
[12 empty] | WILLIAMSPORT, PA | 622 | 6087
[12 empty] | PROVIDENCE, RI | 606 | 5884
[12 empty] | CHARLESTON, SC | 2266 | 2013
[12 empty] | COLUMBIA, SC | 1966 | 2649
[12 empty] | GREENVILLE, SC | 1473 | 3272
[12 empty] | RAPID CITY, SD | 611 | 7301
[12 empty] | SIOUX FALLS, SD | 744 | 7809
[12 empty] | CHATTANOOGA, TN | 1544 | 3587
[12 empty] | KNOXVILLE, TN | 1266 | 3937
[12 empty] | MEMPHIS, TN | 2118 | 3082
[12 empty] | NASHVILLE, TN | 1616 | 3729
[12 empty] | ABILENE, TX | 2451 | 2584
[12 empty] | AMARILLO, TX | 1354 | 4258
[12 empty] | AUSTIN, TX | 3016 | 1688
[12 empty] | BROWNSVILLE, TX | 3888 | 635
[12 empty] | CORPUS CHRISTI, TX | 3439 | 1016
[12 empty] | DALLAS-FT WORTH, TX | 2603 | 2407
[12 empty] | EL PASO, TX | 2094 | 2708
[12 empty] | GALVESTON, TX | 2994 | 1263
[12 empty] | HOUSTON, TX | 2700 | 1599
[12 empty] | LUBBOCK, TX | 1689 | 3431
[12 empty] | SAN ANTONIO, TX | 2996 | 1644
[12 empty] | WACO, TX | 2816 | 2179
[12 empty] | WICHITA FALLS, TX | 2340 | 3042
[12 empty] | SALT LAKE CITY, UT | 1047 | 5765
[12 empty] | BURLINGTON, VT | 388 | 7771
[12 empty] | WASH.-DULLES, VA | 973 | 5006
[12 empty] | LYNCHBURG, VA | 1048 | 4340
[12 empty] | NORFOLK, VA | 1422 | 3495
[12 empty] | RICHMOND, VA | 1348 | 3963
[12 empty] | ROANOKE, VA | 1052 | 4360
[12 empty] | OLYMPIA, WA | 101 | 5655
[12 empty] | SEATTLE, WA | 190 | 4908
[12 empty] | SPOKANE, WA | 398 | 6842
[12 empty] | YAKIMA, WA | 458 | 5967
[12 empty] | SAN JUAN, PR | 5558 | 0
[12 empty] | CHARLESTON, WV | 1031 | 4646
[12 empty] | HUNTINGTON, WV | 1005 | 4665
[12 empty] | GREEN BAY, WI | 381 | 8089
[12 empty] | LA CROSSE, WI | 692 | 7491
[12 empty] | MADISON, WI | 485 | 7673
[12 empty] | MILWAUKEE, WI | 479 | 7324
[12 empty] | CASPER, WY | 445 | 7682
[12 empty] | CHEYENNE, WY | 285 | 7326
[12 empty] | SHERIDAN, WY | 439 | 7804
<none>
To find a 5-digit zip code in your area simply enter in the nearest city or town along with the 2 character state abbreviation (i.e. Boston, MA). Be sure to separate the city and state with a comma and a blank space. There are nearly 1000 cities and towns in the zip code locator, find the one nearest to your building.
Return

## Help!
| Help File |  | 2007-08-13
Return | 5-Digit Zip Code | Enter the 5-digit zip code of the building. If you are unsure, please use the Zip Code Locator
via the "Not Sure?" button immediately to the right of the data entry field. The Zip Code Locator
provides a zip code corresponding to the location you choose not necessarily the exact zip code
your building is located.
| Mapping Location | Based on the 5-digit zip code entered, the Design Assistant finds the closest corresponding
city or town. Climate data, cooling degree-day (CDD) and heating degree-day (HDD), of the
mapping location is used by the Design Assistant in various results calculations.
Return | Gross Floor Area | Enter in the gross floor area, in square feet, of the building. This includes common space as well
such as corridors, recreation areas, lobbies, and other non-residential space.
| District Steam or Hot Water | District steam or hot water is usually supplied to a building from an external central plant. A district heating
plant usually distributes heat (steam or hot water) to multiple buildings. Generally, the central plant is located
in a stand-alone building separate from the multiple buildings that it serves. A central boiler in a single
building and serving only that building (the building where it is housed) is not a district system.
Return | Central Laundry | A central laundry for a multi-unit building or for a multi-building facility (where multiple buildings are
served by a central laundry).
| Multi-Family Walkup | Multi-family walkup buildings do not have separate exterior entries to each unit.
Multi-family walkup buildings have these characteristics: a multi-unit building with multiple floors, a common
entry or entries where multiple tenants enter the building at the same location such as via interior vestibules or
corridors, with interior steps for access to higher level floors (no elevator).
| Heated Floor Area | Enter total floor area of the building that is heated. If the total building is heated, then the reported
heated floor area should match the gross floor area reported for the entire building.
Return | Score | The score on a 0 to 100 scale. A score of 75 or greater denotes performance among the top 25%
(75th percentile) in HUD's portfolio of residential buildings.

## History of changes (hidden)
2007-09-17 | Tool did not include the costs of the #4 Fuel Oil, District Steam, District Hot Water or Propane in the Energy Cost Intensity output. Fixed on 9/17.
2007-08-22 | Updated coefficients because Rick had accidentally deleted the first 229 obs of data set as opposed to the actual 229 to pull that were distributed thru-out the database.
See email from Rick dated 8/14/07.

## Help (hidden)
| Help File |  | 2005-02-15
Return | 5-Digit Zip Code | Enter the 5-digit zip code of the building. If you are unsure, please use the Zip Code Locator
via the "Not Sure?" button immediately to the right of the data entry field. The Zip Code Locator
provides a zip code corresponding to the location you choose not necessarily the exact zip code
your building is located.
| Mapping Location | Based on the 5-digit zip code entered, the Design Assistant finds the closest corresponding
city or town. Climate data, cooling degree-day (CDD) and heating degree-day (HDD), of the
mapping location is used by the Design Assistant in various results calculations.
| Building Description | Enter in the gross floor area, in square feet, of each space use, i.e., residential (total floor area of all
residential units in building), common (combined floor area of cooridors, recreation areas, lobbies,
elevator shafts, etc.), commercial (combined floor area of office, retail, food sales, etc.), garage (total
floor area of enclosed/underground garages [ventilated] and open/above ground stairways, garages
[unventilated] reported separately). For garages, estimate floor area (sqft) at 250 sqft per parking
Return |  | space if unmeasured). For open parking lots, if unmeasured, estimate floor area (sqft) at 300 sqft
per parking space, e.g., 100 spaces =100 X 300 sqft = 30,000 sqft, or 40,000 sqft per acre).
| Heated/Air-Conditioned Floor Area | Enter floor area of the residential space that is heated. Enter floor area of the residential space that is
cooled. For example, if all units are heated, then heated floor area should match the floor area
reported for the residential space. If all units are the same size and half of them have air conditioning,
then cooled floor area should be half of that reported for the residential space. Separate assumptions
are made for common, commercial, and other spaces.
| Total Number of Bedrooms | Enter the total number of bedrooms in the building. For example, a 55-unit building might have 140
bedrooms, consisting of 25 2-bedroom units (50 bedrooms) and 30 3-bedrooms units (90 bedrooms).
Return | Parking Garage | Refers to space within a building or attached to a building in which cars are parked. Space
is classified as either ventilated or non-ventilated. Ventilated parking facilities, or parking
garages, are those areas that are closed to the outside and thus must be mechanically ventilated
(i.e., below-ground parking garages). Non-ventilated parking garages are those whose structure is
open to the outside and, thus, does not require mechanical ventilation.
| Score | The score on a 0 to 100 scale. A score of 75 or greater denotes performance among the top 25%
(75th percentile) in EIA's RECS national database.